## Cover
Test & Settings Data For Use With Tube Testers TV-7/U, TV-7A/U, TV-7B/U, TV-7C/U AND TV-7D/U
Copyright © 2000, 2001, 2002 by Nolan E. Lee (nlee@acadiacom.net)
beta 0.97 July 5, 2002
This is a freely available file and my contribution to the hobby. If you paid for it, you got burned! In addition, if I catch some looser trying to SELL my free product or parts of it, I'll nuke their ass good. I've got enough hidden identifiers in the data to not make it worth their time. This is a FREE product, period!
There are errors in the original Govt. manuals and the supplements that I compiled into this file. In addition,
I may or may nor have made a few errors myself. As a result, I take NO responsibility for any errors, incorrect
data or omitted data contained within or missing from this file. Use this file at your own risk...
This file is divided into 6 sections. The first is the Cover which you are now reading. The second is Instructions
which gives a brief rundown on the operation of the tester. It is NOT a substitute for the original operators manual.
Third is Basing Chart which explains the tube basing of subminiature tubes. US Settings comes next and contains
the tester settings data for "American" tubes. Next is GM Chart which contains a chart to allow you to convert
readings to Micromhos. Lastly, the VT Chart is a cross reference from the old military VT numbers to their
commercially numbered equivalent.
I have the drawn on the following documentation as the basis for this project:
TM 11-6625-274-12 dated June 14th of 1960 with changes thru C7 dated Jan 9th of 1984.
TM 11-6625-274-35 dated June 30th of 1960 with changes thru C5 dated March 30th of 1976.
TB 11-5083 (T.O. 33AA21-5-1) dated October 9th of 1957 with changes thru C4 dated June 16th or 1960.
TB 11-6625-274-12/1 (T.O. 33AA21-5-31) dated January 17th of 1962 revised with C1, C2, and C3.
The following supplements (commonly know as "Air Force" supplements to TB 11-6625-274-12/1 (T.O. 33AA21-5-31)) :
T.O. 33AA21-5-31C dated January 15th of 1965
T.O. 33AA21-5-31E dated December 1st of 1965
T.O. 33AA21-5-31G dated February 15th of 1967
T.O. 33AA21-5-31H dated October 20th of 1969
T.O. 33AA21-5-31J dated November 5th of 1970
T.O. 33AA21-5-31K dated March 15th of 1972
T.O. 33AA21-5-31M dated May 1st of 1973
T.O. 33AA21-5-31P dated March 1st of 1975
T.O. 33AA21-5-31Q dated September 5th of 1975
T.O. 33AA21-5-31R dated June 15th of 1983
T.O. 33AA21-5-31S dated May 31st of 1985
T.O. 33AA21-5-31T dated December 15th of 1986
The following materials were used for adding listings for tube numbers not listed in any of the other materials and for verification of data:
Aero Electronics Limited (England) Valve Guide 10CV
Assorted settings data for the I-177 and TV-2 series testers in military publications.
AVO Valve Data Edition 14 for the CT-160 and VT-160
C.V. Register of Electronic Valves by the Technical Valve Committee 1963 with admendments thru # 14.
Dan (TV-7 Guru) Nelson's notes and settings for non listed tubes.
General Electric Tube Manual 14
Raytheon Tube Manual 1937
RCA Tube Manuals RC-10 , RC-11 , RC-13 , RC-23 , RC-26, RC-29 , TT-3 , TT-4 , TT-5
Service Valve and Semiconductor Equivalents 6th Edition (1967) by Radio Society of Great Britain
Slyvania Tube Manuals 1943 , 1947 , 1955
"Tube Lore" by Ludwell Sibley, in addition to scanned data that he was kind enough to send me.
United States Armed Forces Cross Index of Electron Tube Types (August 1950)
Surely there are other manuals containing data that I didn't include because I didn't have access to them. Please contact me if you
other data and I'll include it in a later edition. All I need is a clear scan or photocopy of them, not the originals. Thanks!
I can be contacted either by email, at either of the two addresses listed below, or via conventional mail at the following address. If you have copies of additional data for me to add or if you just want to drop a few of bucks in the mail to me for the untold hundreds of hours of labor that went into this project, use the following address:
Nolan E. Lee
Post Office Box 860
Sun, Louisiana 70463-0860
United States of America
Copyright © 2000, 2001, 2002 by Nolan E. Lee (nlee@acadiacom.net)
End of Sheet!

## Instructions
VBOI (Very Basic Operating Instructions) for the
TV-7A/U, TV-7B/U, TV-7C/U, and TV-7D/U Tube Testers
Copyright © 2000, 2001, 2002 by Nolan E. Lee (nlee@acadiacom.net)
beta 0.97 July 5, 2002
This is NOT a substitute for the operators manual TM 11-6625-274-12 which you should read before using the tester.
Starting Procedure
Before operating the test set, perform the starting procedure below to check the general operation of the equipment.
If the results obtained from the procedures in b through e below are satisfactory, the test set is ready for operation.
Note: If an abnormal indication is obtained during the starting procedure, refer to the equipment performance check list
(paragraph 35 of TM 11-6625-274-12) for corrective measures.
a: Connect the test set to a 115-volt ac, 50 to 1000-cycle per second (cps), power source.
b: Set the POWER switch to the ON position; the PILOT lamp should light.
c: Press pushbutton 1 - LINE ADJ. Rotate the LINE ADJUST control knob until the meter pointer rests over the LINE TEST
mark on the meter face.
d: Release pushbutton 1 - LINE ADJ.
e: Check the short test circuit.
(1) Set the left FILAMENT selector at A, the right FILAMENT selector at P, and the GRID, PLATE, SCREEN, CATHODE,
and SUPPRESSOR selectors at 0, 0, 0, 2, and 2, respectively.
(2) Rotate the FUNCTION SWITCH through the five SHORTS positions. The neon SHORTS lamp should glow in both
positions 2 and 3 of the FUNCTION SWITCH to indicate that the short test circuit is functioning properly.
f: Set the POWER switch to the OFF position.
Operating procedure
The procedures below apply to single section and multipurpose tubes which have more than one set of elements in the
same envelope. Test each section or group of elements of a multipurpose tube separately. Test data for the multipurpose
tube types are listed by sections (pentode section, triode section, diode section, etc.) on the settings page of this file.
Caution: Do not insert a tube into a test socket until all of the controls have been set in accordance with the
instructions listed below!
a: Selectors. The FILAMENT (left and right), GRID, PLATE, SCREEN, CATHODE, and SUPPRESSOR selector switches
select the test socket connections so that correct test voltages are supplied to the elements of the tube under test.
for clarity, these selector switches will, in some instances, be referred to collectively as "the selectors". When referred
to collectively, they are considered in the same order as above.
b: Setting Controls.
(1) Locate the type number of the tube to be tested in the "Tube Type" column on the settings page.
(2) Turn the FILAMENT VOLTAGE knob to the position shown in the "Fil. Voltage" column on the settings page for that.
specific number tube.
(3) Set the selectors to the letters and the numbers indicated in the "Selectors Positions" column on the settings page.
Be sure that the numbers indicated by the selector knobs are the same, if read left to right, as the numbers in the
column for that specific tube number in the settings data.
(4) Set the BIAS control to the number indicated in the "Bias" column of the settings data for that tube number.
(5) Set the SHUNT control to the number indicated in the "Shunt" column for that tube. If there is no settings number
listed in that column, then disregard this step and proceed with the steps below.
(6) Set the FUNCTION SWITCH knob to 1.
(7) Insert the tube to be tested in the proper socket and, if the instructions in the "Notations" column require it, connect
connect panel jacks G or P to the tube caps with the test leads.
(8) Set the POWER switch to the ON position. The PILOT lamp should light..
Note: For tubes of the heater cathode type, allow approximately 10 to 15 seconds for the cathode to reach operating
temperature before you test the tube.
(9) Adjust the meter pointer to the LINE TEST mark on the meter scale as outlined in the Starting Procedure above.
Note: Some tubes, such as the 17DE4 and the 32ET5, require that the meter pointer be set at a position other than
the LINE TEST mark. Refer to the "Notations" column of the settings data before testing the tube.
c: Shorts Test.
(1) Turn the FUNCTION SWITCH knob from position 1 to position 5; meanwhile tap the tube lightly and watch the neon
SHORTS lamp on each switch position. Tubes with shorted elements will cause the lamp to glow.
Note: Some tubes can be permanently damged by tapping on them while testing. Check the "Notations" column.
(2) A short is indicated by a steady glow of both halves of the SHORTS lamp. A flash when the switch is turned from one
position to another does not indicate a defective tube. Intermittent flashing when the tube is tapped is an indication
of the existence of loose elements which can cause noisy or erratic operation.
(3) Tubes that have more than one section, such as the 25D8, must be tested for shorts on each section.
(4) Discard a shorted tube without further tests. Ignoring this can damage the tester meter or other parts.
Note: Some tubes will show a shorted condition on certain positions of the FUNCTION SWITCH even though they
are good tubes. Check the "Notations" column in the settings data for that tube to remarks.
(5) If the tube is not shorted, other tests may be performed as required.
d: Selection of Range. Turn the FUNCTION SWITCH knob from the SHORTS side of the switch to the RANGES position
indicated in the "Range" column of the settings data for that tube. This automatically sets the sensitivity of the meter
circuit to the proper level for the tube under test.
e: Operating Pushbuttons.
Caution! DO NOT press pushbutton 3 - MUT.COND. While testing rectifier tubes!
(1) Press the pushbutton indicated in the "Press to Test" column of the settings data for the tube being tested.
Caution: Release the pushbutton as soon as the meter pointer comes to rest and the meter indication is read.
If the pushbutton is held depressed too long, the tube under test may be damaged.
(2) Refer to the "Notations" column for specific information pertaining to specific tube types.
(3) When the correct pushbutton is depressed, the meter will indicate the condition of the tube. Compare the meter
reading to the value indicated in the "Minimum Value" column of the settings data for that tube.
Gas Test
Pushbutton 4 - GAS 1 and pushbutton 5 - GAS 2 are used when testing amplifier tubes for gas content. Multipurpose
tubes are tested for gas content only on the amplifier sections. The gas test Does Not apply to diode sections or to
rectifier tubes. Allow tubesd of the filament type to warm up befroe testing the tube for gas content.
a: Perform steps a through d and step f in the Starting Procedure section above.
b: Set the controls as indicated in the settings data for the tube under test.
c: Insert the tube in the proper test socket and set the POWER switch to the ON position.
d: Hold down pushbutton 4 - GAS 1 and adjust the BIAS control until the meter pointer reads 10 on the scale.
Note: If the meter pointer cannot be adjusted down to 10, turn the BIAS control knob until the meter reading is 100.
e: Hold down pushbutton 4 - GAS 1 and press pushbutton 5 - GAS 2.
f: If the tube contains gas, the meter pointer will move upwards on the scale. A movement of more than 1 division
of the scale indicates a gassy tube.
g: Turn off the test set.
End of Sheet!

## Basing Chart
Basing Data for use with TV-7/U, TV-7A/U, TV-7B/U, TV-7C/U, and TV-7D/U Tube Testers
Copyright © 2000, 2001, 2002 by Nolan E. Lee (nlee@acadiacom.net)
beta 0.97 July 5, 2002
This is NOT a substitute for the operators manual TM 11-6625-274-12 which you should read before using the tester.
Subminiature tubes are tested in the SUB. MIN. sockets X109 and X110. See Figure 9 below:
Subminiature tubes of the round type with short wire leads or pins are tested in special socket X110. The circular socket has eight contacts. Several basing arrangements (Figure 10 below) are used with these tubes. The arrows near several
of the tube bases in figure 10 indicate the location of the dot on the base of the tube. Check the NOTATIONS column in the test data settings and then examine the tube and identify the correct basing to use.
Use octal socket adapter E104 when the subminiature tube has long leads. Insert the leads or pins into the corresponding contacts of socket X110. If the leads are long enough, set the POWER switch to the OFF position and then grasp each lead
about one eighth of an inch from its end with the tips of a pair of long nosed pliers and insert the leads into the proper socket contacts. Then set the POWER switch to the ON position and test the tube.
Subminiature tubes of the flat on in-line contact type are tested in flat socket X109 (Figure 9). The tube pins or leads must be inserted so that the dot on the tube base is directly in line with the small moulded dot on the socket.
Subminiature type tubes are identified in the test data settings by a star next to the tube number. The applicable basing for the various round types is indicated in the NOTATIONS column for that tube number. The basing designation letter refers
to the diagram shown in Figure 10 below:
End of Sheet!

## "US" Settings
Settings Data for use with TV-7/U, TV-7A/U, TV-7B/U, TV-7C/U, and TV-7D/U Tube Testers
Copyright © 2000, 2001, 2002 by Nolan E. Lee (nlee@acadiacom.net)
beta 0.97 July 5, 2002
Notes:
1: Disregard shorts test after GM test is completed. Allow 60 seconds for heater warm up. allow 5 seconds to obtain GM reading.
2: If the # symbol is listed in the Press column, it means that you hold down DIODE and then press the MUT.COND. button.
3: If the * symbol is listed after the tube number, it indicates that the basing of the tube listed in the notations column needs to be used.
4: If any of the columns contain " See Note> " you need to check the notations column for specific instructions for that tube.
Tube Type | Fil. Voltage | Selector Positions | Bias | Shunt | Range | Press to Test | Minimum Value | Notations | Settings Data Source
00A | 5.0 | ER3-2000 | 33 | - | B | 3 | 17 |  | TB 11-6625-274-12/1 w/ C3
01A | 5.0 | ER3-2000 | 48 | - | B | 3 | 18 |  | TB 11-6625-274-12/1 w/ C3
0A2 | BLST | AP0-5020 | 0 | 32 | A | 4 | 40 | Short on 1, 2, 3, 4, and 5. | TB 11-6625-274-12/1 w/ C3
0A3 | - | HP0-5020 | 0 | 60 | A | 4 | 40 |  | TB 11-6625-274-12/1 w/ C3
0A4G | - | KR0-5720 | 100 | 85 | A | 4 | 40 |  | TB 11-6625-274-12/1 w/ C3
0B2 | BLST | AP0-5020 | 0 | 40 | A | 4 | 40 | Short on 1, 2, 3, 4, and 5. | TB 11-6625-274-12/1 w/ C3
0B3 | - | HP0-5020 | 0 | 65 | A | 4 | 40 |  | TB 11-6625-274-12/1 w/ C3
0C2 | - | AP0-5020 | 0 | 55 | A | 4 | 40 | Best seen = 80. Short on 1, 2, 3, 4, and 5. | DJN
0C3 | - | HP0-5020 | 0 | 60 | A | 4 | 40 |  | TB 11-6625-274-12/1 w/ C3
0D3 | - | HP0-5020 | 0 | 40 | A | 4 | 40 |  | TB 11-6625-274-12/1 w/ C3
0G3 | - | AP0-5020 | 0 | 70 | A | 4 | 40 |  | DJN
0Y4 | BLST | HY3-5010 | 0 | 53 | A | 6 | 40 | Short on 1 and 2. | TB 11-6625-274-12/1 w/ C3
0Z4 | - | HS0-5080 | 0 | 70 | A | 6 | 40 | Hold Down Button 6-0Z4 for 5 seconds. Plate #1. | TB 11-6625-274-12/1 w/ C3
0Z4 | - | HS0-3080 | 0 | 70 | A | 6 | 40 | Hold Down Button 6-0Z4 for 5 seconds. Plate #2. | TB 11-6625-274-12/1 w/ C3
0Z4A | - | HS0-5080 | 0 | 70 | A | 6 | 40 | Hold Down Button 6-0Z4 for 5 seconds. Plate #1. | TB 11-6625-274-12/1 w/ C3
0Z4A | - | HS0-3080 | 0 | 70 | A | 6 | 40 | Hold Down Button 6-0Z4 for 5 seconds. Plate #2. | TB 11-6625-274-12/1 w/ C3
1A3 | 1.5 | HR0-2030 | 0 | 0 | A | 2 | 28 |  | TB 11-6625-274-12/1 w/ C3
1A4 | 2.0 | ER0-2300 | 18 | - | B | # | 19 | Cap connects to grid number 4. | TB 11-6625-274-12/1 w/ C3
1A5 | 1.5 | HS5-3400 | 43 | - | B | 3 | 20 | Do not tap on tube while testing! | TB 11-6625-274-12/1 w/ C3
1A6 | 2.0 | GR4-5320 | 75 | - | B | 3 | 11 | Cap connects to grid number 4. | TB 11-6625-274-12/1 w/ C3
1A7 | 1.5 | HS5-4630 | 85 | - | B | 3 | 9 | Cap connects to grid number 4. Do not tap on tube while testing! | TB 11-6625-274-12/1 w/ C3
1AB5 | 1.1 | JR6-2300 | 0 | - | B | 3 | 36 |  | TB 11-6625-274-12/1 w/ C3
1AC5* | 1.1 | EV2-7800 | 22 | - | B | # | 10 | F basing. | TB 11-6625-274-12/1 w/ C3
1AD4 | 1.1 | DV4-1200 | 28 | - | B | 3 | 35 |  | TB 11-6625-274-12/1 w/ C3
1AD5* | 1.1 | EV2-7800 | 0 | - | B | # | 16 | F basing. | TB 11-6625-274-12/1 w/ C3
1AE4 | 1.1 | BX6-2300 | 22 | - | B | 3 | 24 |  | TB 11-6625-274-12/1 w/ C3
1AF4 | 1.5 | BX6-2300 | 21 | - | B | 3 | 18 |  | TB 11-6625-274-12/1 w/ C3
1AF5 | 1.5 | BX6-5400 | 0 | - | B | # | 15 | Pentode Section. | TB 11-6625-274-12/1 w/ C3
1AF5 | 1.5 | BX0-3000 | 0 | 0 | A | 2 | 10 | Diode Section. | TB 11-6625-274-12/1 w/ C3
1AG4 | 1.1 | DV4-1200 | 31 | - | B | # | 18 |  | TB 11-6625-274-12/1 w/ C3
1AG5 | 1.1 | EW5-1203 | 40 | 0 | A | 4 | 20 | Pentode Section. | TB 11-6625-274-12/1 w/ C3
1AG5 | 1.1 | EW0-3000 | 0 | 0 | A | 2 | 20 | Diode Section. | TB 11-6625-274-12/1 w/ C3
1AH4 | 1.1 | FT4-1200 | 33 | 0 | A | 4 | 40 |  | TB 11-6625-274-12/1 w/ C3
1AJ4 | 1.5 | HR6-2300 | 33 | - | A | 3 | 36 |  | TB 11-6625-274-12/1 w/ C3
1AJ5 | 1.1 | EW5-1203 | 16 | - | B | # | 11 | Pentode Section. | TB 11-6625-274-12/1 w/ C3
1AJ5 | 1.1 | EW0-3000 | 0 | 18 | A | 2 | 40 | Diode Section. | TB 11-6625-274-12/1 w/ C3
1AK4 | 1.1 | FT4-1200 | 33 | 0 | A | 4 | 40 |  | TB 11-6625-274-12/1 w/ C3
1AK5 | 1.1 | EW5-1203 | 40 | 0 | A | 4 | 20 | Pentode Section. | TB 11-6625-274-12/1 w/ C3
1AK5 | 1.1 | EW0-3000 | 0 | 0 | A | 2 | 20 | Diode Section. | TB 11-6625-274-12/1 w/ C3
1AU3 | 1.1 | HS0-0000 | 0 | 0 | A | 4 | 38 | Cap connects to plate. | TB 11-6625-274-12/1 w/ C3
1AX2 | 1.5 | BS0-0000 | 0 | 30 | A | 4 | 40 | Cap connects to plate. | TB 11-6625-274-12/1 w/ C3
1B3 | 1.1 | HS0-0000 | 0 | 68 | A | 4 | 40 | Cap connects to plate. | TB 11-6625-274-12/1 w/ C3
1B4 | 2.0 | ER0-2300 | 18 | - | B | # | 16 | Cap connects to grid. | TB 11-6625-274-12/1 w/ C3
1B5 | 2.0 | GR5-2000 | 28 | - | B | 3 | 14 | Triode Section. | TB 11-6625-274-12/1 w/ C3
1B5 | 2.0 | GR5-4000 | 0 | 11 | A | 2 | 40 | Diode #1. | TB 11-6625-274-12/1 w/ C3
1B5 | 2.0 | GR5-3000 | 0 | 21 | A | 2 | 40 | Diode #2. | TB 11-6625-274-12/1 w/ C3
1B7 | 1.5 | HS5-4630 | 68 | - | B | # | 23 | Cap connects to grid. | TB 11-6625-274-12/1 w/ C3
1C3 | 1.5 | BX4-2000 | 37 | - | B | 3 | 19 |  | TB 11-6625-274-12/1 w/ C3
1C5 | 1.5 | HS5-3400 | 37 | - | B | 3 | 19 | Do not tap on tube while testing! | DJN
1C6 | 2.0 | GR4-5320 | 56 | - | B | # | 25 | Cap connects to grid number 4. | TB 11-6625-274-12/1 w/ C3
1C7 | 2.0 | HS5-4630 | 56 | - | B | # | 25 | Cap connects to grid number 4. | TB 11-6625-274-12/1 w/ C3
1C8* | 1.1 | EV8-6702 | 45 | - | B | 3 | 10 | F basing. Short on 3. | TB 11-6625-274-12/1 w/ C3
1C21 | BLST | HP7-5020 | 0 | 83 | A | 4 | 40 |  | TB 11-6625-274-12/1 w/ C3
1D5 | 2.0 | HS0-3400 | 18 | - | B | # | 19 | Cap connects to grid. | TB 11-6625-274-12/1 w/ C3
1D7 | 2.0 | HS5-4630 | 75 | - | B | 3 | 11 | Cap connects to grid number 4. | TB 11-6625-274-12/1 w/ C3
1D8 | 1.5 | HS5-3460 | 50 | - | B | 3 | 23 | Pentode Section. | TB 11-6625-274-12/1 w/ C3
1D8 | 1.5 | HS5-6430 | 11 | - | B | 3 | 14 | Triode Section. Cap connects to grid. | TB 11-6625-274-12/1 w/ C3
1D8 | 1.5 | HS5-8430 | 0 | 0 | A | 2 | 24 | Diode Section. | TB 11-6625-274-12/1 w/ C3
1DN5 | 1.5 | BX6-2300 | 32 | - | B | 3 | 16 | Pentode Section. | TB 11-6625-274-12/1 w/ C3
1DN5 | 1.5 | HR0-4000 | 0 | 0 | A | 2 | 16 | Diode Section. | TB 11-6625-274-12/1 w/ C3
1E3 | 1.1 | EV1-8000 | 24 | - | C | 3 | 38 |  | TB 11-6625-274-12/1 w/ C3
1E4 | 1.5 | HS5-3000 | 37 | - | B | 3 | 21 |  | TB 11-6625-274-12/1 w/ C3
1E5 | 2.0 | HS0-3400 | 18 | - | B | # | 16 | Cap connects to grid. | TB 11-6625-274-12/1 w/ C3
1E7 | 2.0 | HS5-6834 | 21 | - | B | 3 | 29 | Pentode #1. | TB 11-6625-274-12/1 w/ C3
1E7 | 2.0 | HS4-3865 | 21 | - | B | 3 | 29 | Pentode #2. | TB 11-6625-274-12/1 w/ C3
1F4 | 2.0 | FR3-2400 | 23 | - | B | 3 | 35 |  | TB 11-6625-274-12/1 w/ C3
1F5 | 2.0 | HS5-3400 | 23 | - | B | 3 | 35 |  | TB 11-6625-274-12/1 w/ C3
1F6 | 2.0 | GR0-2300 | 8 | - | B | # | 16 | Pentode Section. Cap connects to grid #1. | TB 11-6625-274-12/1 w/ C3
1F6 | 2.0 | GR0-5300 | 0 | 0 | A | 2 | 19 | Diode #1. | TB 11-6625-274-12/1 w/ C3
1F6 | 2.0 | GR0-4300 | 0 | 0 | A | 2 | 22 | Diode #2. | TB 11-6625-274-12/1 w/ C3
1F7 | 2 | HS0-3600 | 8 | - | B | # | 16 | Pentode Section. Cap connects to grid #1. | TB 11-6625-274-12/1 w/ C3
1F7 | 2.0 | HS0-4630 | 0 | 0 | A | 2 | 19 | Diode #1. | TB 11-6625-274-12/1 w/ C3
1F7 | 2.0 | HS0-5630 | 0 | 0 | A | 2 | 22 | Diode #2. | TB 11-6625-274-12/1 w/ C3
1G3 | 1.1 | HS0-0000 | 0 | 68 | A | 4 | 40 | Cap connects to plate. | TB 11-6625-274-12/1 w/ C3
1G4 | 1.5 | HS5-3000 | 49 | - | B | 3 | 21 | Do not tap on tube while testing! | TB 11-6625-274-12/1 w/ C3
1G5 | 2.0 | HS5-3400 | 37 | - | B | 3 | 38 |  | TB 11-6625-274-12/1 w/ C3
1G6 | 1.5 | HS5-6000 | 16 | - | B | 3 | 17 | Triode #1. Do not tap on tube while testing! | TB 11-6625-274-12/1 w/ C3
1G6 | 1.5 | HS4-3000 | 16 | - | B | 3 | 17 | Triode #2. Do not tap on tube while testing! | TB 11-6625-274-12/1 w/ C3
1H2 | 1.5 | BS0-0000 | 0 | 55 | A | 4 | 32 | Cap connects to plate. | TB 11-6625-274-12/1 w/ C3
1H4 | 2.0 | HS5-3000 | 40 | - | B | 3 | 23 |  | TB 11-6625-274-12/1 w/ C3
1H5 | 1.5 | HS0-3000 | 16 | - | B | 3 | 7 | Triode Section. Cap connects to grid. Do not tap on tube while testing! | TB 11-6625-274-12/1 w/ C3
1H5 | 1.5 | HS0-5000 | 0 | 0 | A | 2 | 40 | Diode Section. Do not tap on tube while testing! | TB 11-6625-274-12/1 w/ C3
1H6 | 2.0 | HS6-3000 | 23 | - | B | 3 | 14 | Triode Section. | TB 11-6625-274-12/1 w/ C3
1H6 | 2.0 | HS6-5000 | 0 | 11 | A | 2 | 40 | Diode #1. | TB 11-6625-274-12/1 w/ C3
1H6 | 2.0 | HS6-4000 | 0 | 21 | A | 2 | 40 | Diode #2. | TB 11-6625-274-12/1 w/ C3
1J3 | 1.1 | HS0-0000 | 0 | 0 | A | 4 | 38 | Cap connects to plate. | TB 11-6625-274-12/1 w/ C3
1J5 | 2.0 | HS5-3400 | 45 | - | B | 3 | 24 |  | TB 11-6625-274-12/1 w/ C3
1J6 | 2 | HS5-6000 | 15 | - | B | 3 | 25 | Triode #1. | TB 11-6625-274-12/1 w/ C3
1J6 | 2.0 | HS4-3000 | 15 | - | B | 3 | 25 | Triode #2. | TB 11-6625-274-12/1 w/ C3
1K3 | 1.1 | HS0-0000 | 0 | 0 | A | 4 | 38 | Cap connects to plate. | TB 11-6625-274-12/1 w/ C3
1L4 | 1.5 | HR6-2300 | 19 | - | B | 3 | 26 | Do not tap on tube while testing! | TB 11-6625-274-12/1 w/ C3
1L5 | 2.0 | HS5-3400 | 23 | - | B | 3 | 35 |  | DJN
1L6 | 1.5 | BX4-5362 | 65 | - | B | 3 | 16 |  | TB 11-6625-274-12/1 w/ C3
1LA4 | 1.5 | JR6-2300 | 43 | - | B | 3 | 20 | Do not tap on tube while testing! | TB 11-6625-274-12/1 w/ C3
1LA6 | 1.5 | JR4-5362 | 75 | - | B | 3 | 14 | Do not tap on tube while testing! | TB 11-6625-274-12/1 w/ C3
1LB4 | 1.5 | JR6-2300 | 51 | - | B | 3 | 23 | Do not tap on tube while testing! | TB 11-6625-274-12/1 w/ C3
1LB6 | 1.5 | JR6-2437 | - | - | - | - | - | Short Test Only! | TB 11-6625-274-12/1 w/ C3
1LB6 | 1.5 | JR6-4375 | 20 | - | B | 3 | 19 |  | TB 11-6625-274-12/1 w/ C3
1LC5 | 1.5 | JR6-2340 | 0 | - | B | # | 19 |  | TB 11-6625-274-12/1 w/ C3
1LC6 | 1.5 | JR6-2534 | - | - | - | - | - | Short Test Only! | TB 11-6625-274-12/1 w/ C3
1LC6 | 1.5 | JR4-3526 | 30 | - | B | # | 14 |  | TB 11-6625-274-12/1 w/ C3
1LD5 | 1.5 | JR6-2300 | 0 | - | B | # | 15 | Pentode Section. Do not tap on tube while testing! | TB 11-6625-274-12/1 w/ C3
1LD5 | 1.5 | JR6-4300 | 0 | 0 | A | 2 | 25 | Diode Section. Do not tap on tube while testing! | TB 11-6625-274-12/1 w/ C3
1LE3 | 1.5 | JR6-2050 | 20 | - | B | 3 | 30 | Do not tap on tube while testing! | TB 11-6625-274-12/1 w/ C3
1LF3 | 1.5 | JR6-2050 | 20 | - | B | 3 | 30 |  | TB 11-6625-274-12/1 w/ C3
1LG5 | 1.5 | JR6-2340 | 25 | - | B | 3 | 26 |  | TB 11-6625-274-12/1 w/ C3
1LH4 | 1.5 | JR6-2000 | 16 | - | B | 3 | 7 | Triode Section. Do not tap on tube while testing! | TB 11-6625-274-12/1 w/ C3
1LH4 | 1.5 | JR6-4000 | 0 | 0 | A | 2 | 40 | Diode Section. Do not tap on tube while testing! | TB 11-6625-274-12/1 w/ C3
1LN5 | 1.5 | JR6-2340 | 11 | - | B | 3 | 19 | Do not tap on tube while testing! | TB 11-6625-274-12/1 w/ C3
1M3 | 1.5 | EV1-8000 | 0 | - | D | 4 | - | Adjust bias to vary bar length. Do NOT adjust bias below 25. | TB 11-6625-274-12/1 w/ C3
1N2 | 1.1 | HS0-0000 | 0 | 68 | A | 4 | 40 | Cap connects to plate. | TB 11-6625-274-12/1 w/ C3
1N5 | 1.5 | HS0-3400 | 11 | - | B | 3 | 19 | Cap connects to grid. | TB 11-6625-274-12/1 w/ C3
1N6 | 1.5 | HS5-3400 | 43 | - | B | 3 | 20 | Pentode Section. | TB 11-6625-274-12/1 w/ C3
1N6 | 1.5 | HS0-6000 | 0 | 0 | A | 2 | 18 | Diode Section. | TB 11-6625-274-12/1 w/ C3
1P5 | 1.5 | HS0-3400 | 11 | - | B | 3 | 20 | Cap connects to grid. Do not tap on tube while testing! | TB 11-6625-274-12/1 w/ C3
1Q5 | 1.5 | HS5-3400 | 37 | - | B | 3 | 53 | Do not tap on tube while testing! | TB 11-6625-274-12/1 w/ C3
1Q6* | 1.1 | EV2-7800 | 0 | - | B | # | 8 | F basing. Pentode Section. | TB 11-6625-274-12/1 w/ C3
1Q6* | 1.1 | EV0-6000 | 0 | 0 | A | 2 | 10 | F basing. Diode Section. | TB 11-6625-274-12/1 w/ C3
1R4 | 1.5 | JR0-4070 | 0 | 27 | A | 2 | 40 | Diode | TB 11-6625-274-12/1 w/ C3
1R5 | 1.5 | BX4-3062 | 68 | - | B | 3 | 13 | Do not tap on tube while testing! | TB 11-6625-274-12/1 w/ C3
1S2A | 1.5 | BS0-0000 | 0 | 69 | A | 4 | 32 | Cap connects to plate. | TB 11-6625-274-12/1 w/ C3
1S4 | 1.5 | BX3-2400 | 31 | - | B | # | 38 | Do not tap on tube while testing! | TB 11-6625-274-12/1 w/ C3
1S5 | 1.5 | BX6-5400 | 13 | - | B | # | 13 | Pentode Section. Do not tap on tube while testing! | TB 11-6625-274-12/1 w/ C3
1S5 | 1.5 | BX0-3400 | 0 | 0 | A | 2 | 34 | Diode Section. Do not tap on tube while testing! | TB 11-6625-274-12/1 w/ C3
1S6* | 1.1 | EV3-1806 | 0 | - | B | # | 9 | F basing. Pentode Section. | TB 11-6625-274-12/1 w/ C3
1S6* | 1.1 | EV0-6000 | 0 | 0 | A | 2 | 10 | F basing. Diode Section. | TB 11-6625-274-12/1 w/ C3
1SA6 | 1.5 | HS4-8630 | 0 | - | B | # | 20 |  | TB 11-6625-274-12/1 w/ C3
1SB6 | 1.5 | HS8-3400 | 0 | - | B | # | 16 | Pentode Section. | TB 11-6625-274-12/1 w/ C3
1SB6 | 1.5 | HS8-5000 | 0 | 0 | A | 2 | 20 | Diode Section. | TB 11-6625-274-12/1 w/ C3
1T4 | 1.5 | BX6-2300 | 0 | - | B | # | 19 | Do not tap on tube while testing! | TB 11-6625-274-12/1 w/ C3
1T5 | 1.5 | HS5-3400 | 45 | - | B | 3 | 29 | Do not tap on tube while testing! | TB 11-6625-274-12/1 w/ C3
1T6* | 1.1 | EV3-1860 | 0 | - | B | # | 5 | F basing. Pentode Section. | TB 11-6625-274-12/1 w/ C3
1T6* | 1.1 | EV0-6000 | 0 | 0 | A | 2 | 10 | F basing. Diode Section. | TB 11-6625-274-12/1 w/ C3
1U4 | 1.5 | BX6-2300 | 14 | - | B | 3 | 22 | Do not tap on tube while testing! | TB 11-6625-274-12/1 w/ C3
1U5 | 1.5 | BX6-2300 | 34 | - | B | 3 | 13 | Pentode Section. Do not tap on tube while testing! | TB 11-6625-274-12/1 w/ C3
1U5 | 1.5 | BX6-4300 | 0 | 0 | A | 2 | 34 | Diode Section. Do not tap on tube while testing! | TB 11-6625-274-12/1 w/ C3
1U6 | 1.5 | BX4-5362 | 65 | - | B | 3 | 12 |  | TB 11-6625-274-12/1 w/ C3
1V | 6.3 | ER0-2030 | 0 | 53 | A | 7 | 40 |  | TB 11-6625-274-12/1 w/ C3
1V2 | 0.6 | EV0-1000 | 0 | 49 | A | 4 | 40 |  | TB 11-6625-274-12/1 w/ C3
1V5* | 1.1 | EV2-7800 | 24 | - | B | # | 18 | F basing. | TB 11-6625-274-12/1 w/ C3
1V6 | 1.1 | EX3-1206 | 33 | 0 | A | 4 | 20 | Pentode Section. | TB 11-6625-274-12/1 w/ C3
1V6 | 1.1 | EX5-6001 | 50 | 0 | A | 4 | 20 | Triode Section. | TB 11-6625-274-12/1 w/ C3
1W4 | 1.5 | BX6-2300 | 49 | - | B | 3 | 23 |  | TB 11-6625-274-12/1 w/ C3
1W5* | 1.1 | EV2-7800 | 33 | - | B | 3 | 12 | F basing. | TB 11-6625-274-12/1 w/ C3
1X2 | 1.5 | BS0-0000 | 0 | 68 | A | 4 | 40 | Cap connects to plate. | TB 11-6625-274-12/1 w/ C3
1Z2 | 1.5 | BS0-0000 | 0 | 53 | A | 4 | 40 | Cap connects to plate. | TB 11-6625-274-12/1 w/ C3
B2A | 6.3 | HS5-3068 | See Note> | 90 | A | 4 | 40 | Should strike between settings 43 and 33 of the BIAS dial. | NEL
RE2 | 7.5 | ER0-2000 | 0 | 40 | A | 6 | 40 |  | NEL
ZA2 | 6.3 | GR8-0374 | 30 | - | B | 3 | 18 | Cap connects to plate. | NEL
2A3 | 2.5 | ER3-2000 | 67 | - | C | 3 | 38 |  | TB 11-6625-274-12/1 w/ C3
2A4 | 2.5 | HS5-3000 | See Note> | 60 | A | 7 | 40 | Should strike between settings of 86 and 76 of the BIAS dial. | TB 11-6625-274-12/1 w/ C3
2A5 | 2.5 | GR4-2350 | 29 | - | B | 3 | 50 |  | TB 11-6625-274-12/1 w/ C3
2A6 | 2.5 | GR0-2050 | 11 | - | B | 3 | 19 | Triode Section. Cap connects to grid. | TB 11-6625-274-12/1 w/ C3
2A6 | 2.5 | GR0-4050 | 0 | 14 | A | 2 | 40 | Diode #1. | TB 11-6625-274-12/1 w/ C3
2A6 | 2.5 | GR0-3050 | 0 | 14 | A | 2 | 40 | Diode #2. | TB 11-6625-274-12/1 w/ C3
2A7 | 2.5 | HR5-3462 | 41 | - | B | 3 | 29 | Cap connects to grid number 4. | TB 11-6625-274-12/1 w/ C3
2AF4 | 2.5 | ET2-1050 | 36 | - | D | 3 | 23 |  | TB 11-6625-274-12/1 w/ C3
2AV2 | 2 | EV0-9040 | 0 | 80 | A | 4 | 30? |  | DJN
2B3 | 1.5 | HS0-0000 | 0 | 68 | A | 4 | 40 | Cap connects to plate. | TB 11-6625-274-12/1 w/ C3
2B4 | 2.5 | FR3-2040 | See Note> | 90 | A | 4 | 40 | Should strike between settings of 82 and 72 of the BIAS dial. | TB 11-6625-274-12/1 w/ C3
2B6 | 2.5 | HR4-2360 | 15 | - | B | 3 | 38 |  | TB 11-6625-274-12/1 w/ C3
2B7 | 2.5 | HR0-2360 | 30 | - | B | 3 | 25 | Pentode Section. Cap connects to grid. | DJN
2B7 | 2.5 | HR0-5360 | 0 | 14 | A | 2 | 40 | Diode #1. | TB 11-6625-274-12/1 w/ C3
2B7 | 2.5 | HR0-4360 | 0 | 14 | A | 2 | 40 | Diode #2. | TB 11-6625-274-12/1 w/ C3
2B22 | 6.3 | HS0-0080 | 0 | 50 | A | 7 | 40 | Cap connects to plate. | TB 11-6625-274-12/1 w/ C3
2B23 | 6.3 | HS0-3080 | 0 | 0 | A | 6 | 20 |  | TB 11-6625-274-12/1 w/ C3
2BN4 | 2 | ET2-5010 | 15 | - | D | 3 | 34 |  | TB 11-6625-274-12/1 w/ C3
2BN4A | 2 | ET2-5010 | 20 | - | D | 3 | 32 |  | TB 11-6625-274-12/1 w/ C3
2C4 | 2.5 | HR3-5050 | See Note> | 90 | A | 4 | 40 | Should strike between settings 81 and 71 of the BIAS dial. | TB 11-6625-274-12/1 w/ C3
2C21 | 6.3 | HR4-5060 | 38 | - | B | 3 | 34 | Triode #1. | TB 11-6625-274-12/1 w/ C3
2C21 | 6.3 | HR0-3020 | 38 | - | B | 3 | 34 | Triode #2. Cap connects to grid. | TB 11-6625-274-12/1 w/ C3
2C22 | 6.3 | HS0-0080 | 13 | - | C | 3 | 38 | Upper cap connects to grid. Lower cap connects to plate. | TB 11-6625-274-12/1 w/ C3
2C26 | 6.3 | HS0-0080 | 18 | - | B | 3 | 38 | Right cap connects to plate. Left cap connects to grid. | TB 11-6625-274-12/1 w/ C3
2C39 | 6.3 | HS6-5080 | 18 | - | E | 3 | 50 | TV-7/U, TV-7A/U, TV-7B/U, and TV-7C/U ONLY! Use adapter E107. | TB 11-6625-274-12/1 w/ C3
2C39 | 6.3 | HS6-5080 | 78 | 0 | F | 3 | 50 | TV-7D/U ONLY! Use adapter E107 | TB 11-6625-274-12/1 w/ C3
2C40 | 6.3 | HS0-0080 | 17 | - | C | 3 | 35 | Cap connects to plate. | TB 11-6625-274-12/1 w/ C3
2C42 | 6.3 | HS0-0080 | 10 | - | D | 3 | 38 | Cap connects to plate. Ring connects to grid. | TB 11-6625-274-12/1 w/ C3
2C43 | 6.3 | HS0-0080 | 17 | - | C | 3 | 56 | Cap connects to plate. Ring connects to grid. | TB 11-6625-274-12/1 w/ C3
2C45 | 7.5 | ER3-2000 | 37 | - | B | 3 | 55 |  | TB 11-6625-274-12/1 w/ C3
2C46 | 6.3 | HS0-0080 | 9 | - | B | 3 | 24 | Cap connects to plate. Ring connects to grid. | TB 11-6625-274-12/1 w/ C3
2C50 | 12.6 | HY1-2030 | 41 | - | B | 3 | 45 | Triode #1. | TB 11-6625-274-12/1 w/ C3
2C50 | 12.6 | HY4-5060 | 41 | - | B | 3 | 45 | Triode #2. | TB 11-6625-274-12/1 w/ C3
2C51 | 6.3 | KR7-6082 | 17 | - | D | 3 | 26 | Triode #1. | TB 11-6625-274-12/1 w/ C3
2C51 | 6.3 | KR3-4028 | 17 | - | D | 3 | 26 | Triode #2. | TB 11-6625-274-12/1 w/ C3
2C52 | 12.6 | HY4-5062 | 15 | - | B | 3 | 25 | Triode #1. | TB 11-6625-274-12/1 w/ C3
2C52 | 12.6 | HY1-2035 | 15 | - | B | 3 | 25 | Triode #2. | TB 11-6625-274-12/1 w/ C3
2C53 | 6.3 | HS5-0080 | 0 | - | B | 3 | 10 | Cap connects to plate. | TB 11-6625-274-12/1 w/ C3
2CW4 | 2 | DR4-2080 | 16 | - | D | 3 | 44 | Use Hickok adapter Code No. 1050-127. | TB 11-6625-274-12/1 w/ C3
2CY5 | 2.5 | ET1-5620 | 11 | - | D | # | 25 |  | TB 11-6625-274-12/1 w/ C3
2D21 | 6.3 | ET1-6025 | See Note> | 90 | A | 4 | 40 | Should strike between settings 40 and 30 of the BIAS dial. | TB 11-6625-274-12/1 w/ C3
2DF4 | 2.5 | EV8-3109 | 50 | 52 | A | 3 | 50 |  | T.O. 33AA21-5-31M
2EA5 | 2.5 | ET1-5620 | 10 | - | D | 3 | 26 |  | TB 11-6625-274-12/1 w/ C3
2EN5 | 2 | ET0-7056 | 0 | 55 | A | 2 | 30 | Diode #1. | TB 11-6625-274-12/1 w/ C3
2EN5 | 2 | ET0-2056 | 0 | - | D | 3 | 49 | Diode #2. | TB 11-6625-274-12/1 w/ C3
2ER5 | 2 | ET2-5670 | 10 | - | D | 3 | 49 |  | TB 11-6625-274-12/1 w/ C3
2E5 | 2.5 | GR5-4030 | 0 | 100 | A | 3 | - | Eye Open. | TB 11-6625-274-12/1 w/ C3
2E5 | 2.5 | GR5-4230 | 0 | 100 | A | 3 | - | Eye Closed. | TB 11-6625-274-12/1 w/ C3
2E22 | 6.3 | FR3-0240 | 0 | - | C | 3 | 50 | Cap connects to plate. | TB 11-6625-274-12/1 w/ C3
2E24 | 6.3 | HS5-0300 | 35 | - | C | 3 | 40 | Cap connects to plate.Short on 3. | TB 11-6625-274-12/1 w/ C3
2E25 | 6.3 | HS5-0408 | 0 | - | C | 3 | 38 | Cap connects to plate. | TB 11-6625-274-12/1 w/ C3
2E26 | 6.3 | HS5-0318 | 37 | - | C | 3 | 44 | Cap connects to plate | TB 11-6625-274-12/1 w/ C3
2E30 | 6.3 | ET1-5602 | 20 | - | C | 3 | 38 |  | TB 11-6625-274-12/1 w/ C3
2E31 | 1.1 | DV4-1200 | 0 | - | B | # | 10 |  | TB 11-6625-274-12/1 w/ C3
2E32 | 1.1 | DV4-1200 | 0 | - | B | # | 10 |  | TB 11-6625-274-12/1 w/ C3
2E35 | 1.1 | DV4-1200 | 18 | - | B | # | 15 |  | TB 11-6625-274-12/1 w/ C3
2E36 | 1.1 | DV4-1200 | 18 | - | B | # | 15 |  | TB 11-6625-274-12/1 w/ C3
2E41 | 1.1 | EW5-1200 | 20 | - | B | # | 10 | Pentode Section. | TB 11-6625-274-12/1 w/ C3
2E41 | 1.1 | EW0-3000 | 0 | 0 | A | 2 | 5 | Diode Section. | TB 11-6625-274-12/1 w/ C3
2E42 | 1.1 | EW5-1200 | 20 | - | B | # | 10 | Pentode Section. | TB 11-6625-274-12/1 w/ C3
2E42 | 1.1 | EW0-3000 | 0 | 0 | A | 2 | 5 | Diode Section. | TB 11-6625-274-12/1 w/ C3
2ES5 | 2.5 | ET2-5010 | 12 | - | D | 3 | 35 |  | TB 11-6625-274-12/1 w/ C3
2EV5 | 2.5 | ET1-5620 | 10 | - | D | 3 | 43 |  | TB 11-6625-274-12/1 w/ C3
2FH5 | 2.5 | ET2-5070 | 13 | - | D | 3 | 40 |  | TB 11-6625-274-12/1 w/ C3
2FQ5 | 2.5 | ET2-5070 | 15 | - | D | 3 | 42 |  | TB 11-6625-274-12/1 w/ C3
2FS5 | 2.5 | ET1-5670 | 10 | - | D | 3 | 30 |  | TB 11-6625-274-12/1 w/ C3
2FY5 | 2.5 | ET2-5016 | 14 | - | D | 3 | 50 |  | TB 11-6625-274-12/1 w/ C3
2G5 | 2.5 | GR5-4030 | 0 | 100 | A | 3 | - | Eye Open. | NEL
2G5 | 2.5 | GR5-4230 | 0 | 100 | A | 3 | - | Eye Closed. | NEL
2G21 | 1.1 | EX3-2651 | 53 | 0 | A | 4 | 20 | Heptode Section. | TB 11-6625-274-12/1 w/ C3
2G21 | 1.1 | EX3-1000 | 50 | 0 | A | 4 | 40 | Triode Section. | TB 11-6625-274-12/1 w/ C3
2G22 | 1.1 | EX3-2651 | 53 | 0 | A | 4 | 20 | Heptode Section. | TB 11-6625-274-12/1 w/ C3
2G22 | 1.1 | EX3-1000 | 50 | 0 | A | 4 | 40 | Triode Section. | TB 11-6625-274-12/1 w/ C3
2GK5 | 2.5 | ET2-5076 | 30 | - | C | 3 | 38 |  | TB 11-6625-274-12/1 w/ C3
2HA5 | 2 | ET1-5076 | 30 | - | B | 3 | 60 |  | T.O. 33AA21-5-31P
2HM5 | 2 | ET1-5076 | 30 | - | B | 3 | 60 |  | T.O. 33AA21-5-31P
2HQ5 | 2.5 | ET1-5076 | 30 | - | B | 3 | 54 |  | T.O. 33AA21-5-31P
2S / 4S | 2.5 | FR0-3040 | 0 | 46 | A | 7 | 40 | Plate #1. | DJN
2S / 4S | 2.5 | FR0-2040 | 0 | 46 | A | 7 | 40 | Plate #2. | DJN
2T4 | 2.5 | ET2-1050 | 37 | - | D | 3 | 25 |  | TB 11-6625-274-12/1 w/ C3
2V2 | 2.5 | HS0-0050 | 0 | 45 | A | 4 | 40 | Cap connects to plate. Short on 3. | TB 11-6625-274-12/1 w/ C3
2V3 | 2.5 | HS0-0000 | 0 | 68 | A | 4 | 40 | Cap connects to plate. | TB 11-6625-274-12/1 w/ C3
2W3 | 2.5 | JS0-4000 | 0 | 0 | A | 7 | 40 |  | TB 11-6625-274-12/1 w/ C3
2X2A | 2.5 | ER0-0000 | 0 | 78 | A | 4 | 40 | Cap connects to plate. | TB 11-6625-274-12/1 w/ C3
2Z2 | 2.5 | ER0-2000 | 0 | 0 | A | 7 | 34 |  | TB 11-6625-274-12/1 w/ C3
3A2 | 3 | BS0-0000 | 0 | 76 | A | 4 | 40 | Cap connects to plate. | TB 11-6625-274-12/1 w/ C3
3A3 | 3 | HS0-0000 | 0 | 62 | A | 4 | 40 | Cap connects to plate. | TB 11-6625-274-12/1 w/ C3
3A4 | 2.5 | BX4-2300 | 33 | - | B | 3 | 50 | Do not tap on tube while testing! | TB 11-6625-274-12/1 w/ C3
3A5 | 3 | BX5-6000 | 32 | - | B | 3 | 50 | Triode #1. Do not tap on tube while testing! | TB 11-6625-274-12/1 w/ C3
3A5 | 3 | BX3-2000 | 22 | - | B | 3 | 50 | Triode #2. Do not tap on tube while testing! | TB 11-6625-274-12/1 w/ C3
3A8 | 2.5 | HS0-3400 | 12 | - | B | 3 | 19 | Pentode Section. Cap connects to grid #1. Short on 3. Do not tap on tube while testing! | TB 11-6625-274-12/1 w/ C3
3A8 | 2.5 | HS5-6400 | 12 | - | B | 3 | 13 | Triode Section. Short on 3. Do not tap on tube while testing! | TB 11-6625-274-12/1 w/ C3
3A8 | 2.5 | HS0-8400 | 0 | 0 | A | 2 | 40 | Diode Section. Short on 3. Do not tap on tube while testing! | TB 11-6625-274-12/1 w/ C3
3AF4A | 3 | ET2-1050 | 36 | - | D | 3 | 23 |  | TB 11-6625-274-12/1 w/ C3
3AL5 | 3 | ET0-7010 | 0 | 70 | A | 2 | 40 | Diode #1. | TB 11-6625-274-12/1 w/ C3
3AL5 | 3 | ET0-2050 | 0 | 70 | A | 2 | 40 | Diode #2. | TB 11-6625-274-12/1 w/ C3
3AU6 | 3 | ET1-5672 | 16 | - | B | 3 | 58 |  | TB 11-6625-274-12/1 w/ C3
3AV6 | 3 | ET1-7025 | 12 | - | B | 3 | 32 | Triode Section. | TB 11-6625-274-12/1 w/ C3
3AV6 | 3 | ET1-6025 | 0 | 0 | A | 2 | 40 | Diode #1. | TB 11-6625-274-12/1 w/ C3
3AV6 | 3 | ET1-5027 | 0 | 0 | A | 2 | 40 | Diode #2. | TB 11-6625-274-12/1 w/ C3
3AW3 | 3 | HS0-0000 | 0 | 62 | A | 4 | 40 | Cap connects to plate. | TB 11-6625-274-12/1 w/ C3
3B2 | 3 | HS0-0000 | 0 | 54 | A | 4 | 40 | Cap connects to plate. Short on 3. | TB 11-6625-274-12/1 w/ C3
3B4 | 2.5 | EV3-7100 | 55 | - | B | 3 | 43 |  | TB 11-6625-274-12/1 w/ C3
3B5 | 2.5 | HS5-3400 | 60 | - | B | 3 | 38 |  | TB 11-6625-274-12/1 w/ C3
3B7 | 2.5 | JR6-7000 | 12 | - | B | 3 | 38 | Triode #1. Do not tap on tube while testing! | TB 11-6625-274-12/1 w/ C3
3B7 | 2.5 | JR3-2000 | 25 | - | B | 3 | 38 | Triode #2. Do not tap on tube while testing! | TB 11-6625-274-12/1 w/ C3
3B22 | 2.5 | ER0-2000 | 0 | 88 | A | 4 | 80 | Diode #1. | T.O. 33AA21-5-31P
3B22 | 2.5 | ER0-3000 | 0 | 88 | A | 4 | 80 | Diode #2. | T.O. 33AA21-5-31P
3B24 | 2.5 | ER0-0000 | 0 | 84 | A | 4 | 40 | Cap connects to plate. 1st half of filament. | TB 11-6625-274-12/1 w/ C3
3B24 | 2.5 | CR0-0000 | 0 | 84 | A | 4 | 40 | Cap connects to plate. 2nd half of filament. | TB 11-6625-274-12/1 w/ C3
3B25 | 2.5 | ER0-0000 | 0 | 90 | A | 4 | 40 | Cap connects to plate. | TB 11-6625-274-12/1 w/ C3
3B28 | 2.5 | ER0-0000 | 0 | 90 | A | 4 | 40 | Cap connects to plate. | TB 11-6625-274-12/1 w/ C3
3B29 | 3 | ER0-0000 | 0 | 87 | A | 4 | 40 | Cap connects to plate. | TB 11-6625-274-12/1 w/ C3
3BA6 | 3 | ET1-5672 | 9 | - | C | 3 | 41 |  | TB 11-6625-274-12/1 w/ C3
3BC5 | 3 | ET1-5620 | 0 | - | C | 3 | 40 |  | TB 11-6625-274-12/1 w/ C3
3BE6 | 3 | ET7-5621 | - | - | - | - | - | Short Test Only! | TB 11-6625-274-12/1 w/ C3
3BE6 | 3 | ET1-6027 | 17 | - | D | 3 | 36 |  | TB 11-6625-274-12/1 w/ C3
3BN4 | 3 | ET2-5010 | 15 | - | D | 3 | 34 |  | TB 11-6625-274-12/1 w/ C3
3BN4A | 3 | ET2-5010 | 20 | - | D | 3 | 32 |  | TB 11-6625-274-12/1 w/ C3
3BN6 | 3 | ET2-7516 | 0 | - | B | 3 | 18 | Limited grid. | TB 11-6625-274-12/1 w/ C3
3BN6 | 3 | ET6-7512 | 0 | - | B | 3 | 23 | Quadrature grid. | TB 11-6625-274-12/1 w/ C3
3BU8 | 3 | EV7-8219 | 0 | - | B | 3 | 33 | Pentode #1. | TB 11-6625-274-12/1 w/ C3
3BU8 | 3 | EV7-3216 | 0 | - | B | 3 | 33 | Pentode #2. | TB 11-6625-274-12/1 w/ C3
3BX6 | 3 | EV2-7819 | 13 | - | C | 3 | 38 |  | TB 11-6625-274-12/1 w/ C3
3BY6 | 3 | ET1-5627 | 21 | - | B | 3 | 30 | Grid #1. | TB 11-6625-274-12/1 w/ C3
3BY6 | 3 | ET7-5621 | 21 | - | B | # | 13 | Grid #3. | TB 11-6625-274-12/1 w/ C3
3BZ6 | 3 | ET1-5627 | 20 | - | C | 3 | 32 |  | TB 11-6625-274-12/1 w/ C3
3C2 | 3 | HS0-0000 | 0 | 72 | A | 4 | 40 | Cap connects to plate. | TB 11-6625-274-12/1 w/ C3
3C4 | 2.5 | BX6-2300 | 44 | - | B | 3 | 28 |  | TB 11-6625-274-12/1 w/ C3
3C6 | 2.5 | BY5-6000 | 10 | - | B | 3 | 28 | Triode #1. | TB 11-6625-274-12/1 w/ C3
3C6 | 2.5 | JR4-3000 | 10 | - | B | 3 | 28 | Triode #2. | TB 11-6625-274-12/1 w/ C3
3C22 | 6.3 | HS0-0000 | 13 | - | D | 3 | 25 | Short on 3. Radiating fins connect to plate. Center ring connects to grid. | TB 11-6625-274-12/1 w/ C3
3C24 | 6.3 | ER0-0000 | 0 | - | B | 3 | 25 | Top cap connects to plate. Side cap connects to grid. | TB 11-6625-274-12/1 w/ C3
3CB6 | 3 | ET1-5627 | 11 | - | D | 3 | 28 |  | TB 11-6625-274-12/1 w/ C3
3CE5 | 3 | ET1-5620 | 11 | - | D | 3 | 28 |  | TB 11-6625-274-12/1 w/ C3
3CF6 | 3 | ET1-5627 | 11 | - | D | 3 | 28 |  | TB 11-6625-274-12/1 w/ C3
3CS6 | 3 | ET1-5627 | 20 | - | B | # | 8 | Grid #1. | TB 11-6625-274-12/1 w/ C3
3CS6 | 3 | ET7-5621 | 0 | - | B | # | 12 | Grid #3. | TB 11-6625-274-12/1 w/ C3
3CY5 | 3 | ET1-5620 | 11 | - | D | # | 25 |  | TB 11-6625-274-12/1 w/ C3
3D21A | 12.6 | HS6-0480 | 30 | - | D | 3 | 26 | Short on 3. | T.O. 33AA21-5-31M
3D6 | 2.5 | JR6-2300 | 37 | - | B | 3 | 52 | Do not tap on tube while testing! | TB 11-6625-274-12/1 w/ C3
3DG4 | 3 | DR0-7000 | 0 | 36 | A | 7 | 80 | Diode #1. | TB 11-6625-274-12/1 w/ C3
3DG4 | 3 | DR0-5000 | 0 | 36 | A | 7 | 80 | Diode #2. | TB 11-6625-274-12/1 w/ C3
3DK6 | 3 | ET1-5627 | 8 | - | D | 3 | 33 |  | TB 11-6625-274-12/1 w/ C3
3DT6 | 3 | ET1-5627 | 22 | - | B | 3 | 15 | Grid #1. | TB 11-6625-274-12/1 w/ C3
3DT6 | 3 | ET7-5621 | 0 | - | B | # | 10 | Grid #3. | TB 11-6625-274-12/1 w/ C3
3EA5 | 3 | ET1-5620 | 10 | - | D | 3 | 26 |  | TB 11-6625-274-12/1 w/ C3
3ER5 | 3 | ET2-5670 | 10 | - | D | 3 | 49 |  | TB 11-6625-274-12/1 w/ C3
3EV5 | 3 | ET1-5620 | 10 | - | D | 3 | 43 |  | TB 11-6625-274-12/1 w/ C3
3E5 | 2.5 | BX6-2350 | 29 | - | B | # | 30 | Short on 3. | TB 11-6625-274-12/1 w/ C3
3E6 | 3 | JR6-2340 | 15 | - | B | 3 | 40 |  | TB 11-6625-274-12/1 w/ C3
3E29 | 6.3 | HS4-5613 | 0 | - | D | 3 | 20 | Plate #1. Use Adapter E105. | TB 11-6625-274-12/1 w/ C3
3E29 | 6.3 | HS4-8613 | 0 | - | D | 3 | 20 | Plate #2. Use Adapter E105. | TB 11-6625-274-12/1 w/ C3
3EH7 | 3 | EV2-7819 | 10 | - | D | 3 | 65 |  | NEL
3EJ7 | 3 | EV2-7819 | 10 | - | D | 3 | 39 |  | NEL
3FH5 | 3 | ET2-5070 | 13 | - | D | 3 | 40 |  | TB 11-6625-274-12/1 w/ C3
3FQ5 | 3 | ET2-5070 | 15 | - | D | 3 | 42 |  | TB 11-6625-274-12/1 w/ C3
3FS5 | 3 | ET1-5670 | 10 | - | D | 3 | 30 |  | NEL
3FY5 | 3 | ET2-5070 | 14 | - | D | 3 | 50 |  | TB 11-6625-274-12/1 w/ C3
3GK5 | 3 | ET2-5076 | 30 | - | C | 3 | 38 |  | TB 11-6625-274-12/1 w/ C3
3GS8 | 3 | EV7-8219 | 0 | - | B | 3 | 28 | Pentode #1. | TB 11-6625-274-12/1 w/ C3
3GS8 | 3 | EV7-3216 | 0 | - | B | 3 | 28 | Pentode #2. | TB 11-6625-274-12/1 w/ C3
3HM5 | 3 | ET1-5076 | 30 | - | B | 3 | 60 |  | NEL
3HQ5 | 3 | ET1-5076 | 30 | - | B | 3 | 54 |  | NEL
3KT6 | 3 | EV2-7819 | 22 | - | C | 3 | 52 |  | NEL
3LE4 | 2.5 | JR6-2300 | 55 | - | B | 3 | 28 |  | TB 11-6625-274-12/1 w/ C3
3LF4 | 2.5 | JR6-2300 | 30 | - | B | 3 | 48 | Do not tap on tube while testing! | TB 11-6625-274-12/1 w/ C3
3Q4 | 3 | HR3-2400 | 24 | - | B | 3 | 54 | Do not tap on tube while testing! | TB 11-6625-274-12/1 w/ C3
3Q5 | 2.5 | HS5-3400 | 38 | - | B | 3 | 45 | Do not tap on tube while testing! | TB 11-6625-274-12/1 w/ C3
3S4 | 2.5 | HR3-2400 | 28 | - | B | # | 38 | Do not tap on tube while testing! | TB 11-6625-274-12/1 w/ C3
3V4 | 3 | BX6-2300 | 31 | - | B | 3 | 50 | Do not tap on tube while testing! | TB 11-6625-274-12/1 w/ C3
4A6 | 3 | HS5-6000 | 16 | - | B | 3 | 25 | Triode #1. | TB 11-6625-274-12/1 w/ C3
4A6 | 3 | CX4-3000 | 16 | - | B | 3 | 25 | Triode #2. | TB 11-6625-274-12/1 w/ C3
4AU6 | 4.3 | ET1-5672 | 16 | - | B | 3 | 58 |  | TB 11-6625-274-12/1 w/ C3
4AV6 | 4.3 | ET1-7025 | 12 | - | B | 3 | 32 | Triode Section. | TB 11-6625-274-12/1 w/ C3
4AV6 | 4.3 | ET1-6025 | 0 | 0 | A | 2 | 40 | Diode #1. | TB 11-6625-274-12/1 w/ C3
4AV6 | 4.3 | ET1-5027 | 0 | 0 | A | 2 | 40 | Diode #2. | TB 11-6625-274-12/1 w/ C3
4B31 | - | - | - | - | - | - | - | Requires Special socket. | TB 11-6625-274-12/1 w/ C3
4BA6 | 4.3 | ET1-5672 | 9 | - | C | 3 | 41 |  | TB 11-6625-274-12/1 w/ C3
4BC5 | 4.3 | ET1-5620 | 0 | - | C | 3 | 40 |  | TB 11-6625-274-12/1 w/ C3
4BC8 | 4.3 | EV7-6089 | 15 | - | D | 3 | 31 | Triode #1. | TB 11-6625-274-12/1 w/ C3
4BC8 | 4.3 | EV2-1039 | 15 | - | D | 3 | 31 | Triode #2. | TB 11-6625-274-12/1 w/ C3
4BE6 | 4.3 | ET7-5621 | - | - | - | - | - | Short Test Only! | TB 11-6625-274-12/1 w/ C3
4BE6 | 4.3 | ET1-6027 | 17 | - | D | 3 | 36 |  | TB 11-6625-274-12/1 w/ C3
4BL8 | 4.3 | EV2-6371 | 19 | - | C | 3 | 34 | Pentode Section. | TB 11-6625-274-12/1 w/ C3
4BL8 | 4.3 | EV9-1086 | 34 | - | C | 3 | 36 | Triode Section. | TB 11-6625-274-12/1 w/ C3
4BN4 | 4.3 | ET2-5010 | 15 | - | D | 3 | 34 |  | TB 11-6625-274-12/1 w/ C3
4BN6 | 4.3 | ET2-7516 | 0 | - | B | 3 | 18 | Limiter grid. | TB 11-6625-274-12/1 w/ C3
4BN6 | 4.3 | ET6-7512 | 0 | - | B | 3 | 23 | Quadrature qrid. | TB 11-6625-274-12/1 w/ C3
4BQ7A | 4.3 | EV7-6089 | 14 | - | D | 3 | 32 | Triode #1. | TB 11-6625-274-12/1 w/ C3
4BQ7A | 4.3 | EV2-1039 | 14 | - | D | 3 | 32 | Triode #2. | TB 11-6625-274-12/1 w/ C3
4BS8 | 4.3 | EV7-6089 | 17 | - | D | 3 | 36 | Triode #1. | TB 11-6625-274-12/1 w/ C3
4BS8 | 4.3 | EV2-1039 | 17 | - | D | 3 | 36 | Triode #2. | TB 11-6625-274-12/1 w/ C3
4BU8 | 4.3 | EV7-8219 | 0 | - | B | 3 | 33 | Pentode #1. | TB 11-6625-274-12/1 w/ C3
4BU8 | 4.3 | EV7-3216 | 0 | - | B | 3 | 33 | Pentode #2. | TB 11-6625-274-12/1 w/ C3
4BX8 | 4.3 | EV7-6089 | 24 | - | D | 3 | 25 | Triode #1. | TB 11-6625-274-12/1 w/ C3
4BX8 | 4.3 | EV2-1039 | 24 | - | D | 3 | 25 | Triode #2. | TB 11-6625-274-12/1 w/ C3
4BZ6 | 4.3 | ET1-5627 | 20 | - | C | 3 | 32 |  | TB 11-6625-274-12/1 w/ C3
4BZ7 | 4.3 | EV7-6089 | 17 | - | D | 3 | 34 | Triode #1. | TB 11-6625-274-12/1 w/ C3
4BZ7 | 4.3 | EV2-1039 | 17 | - | D | 3 | 34 | Triode #2. | TB 11-6625-274-12/1 w/ C3
4BZ8 | 4.3 | EV7-6089 | 16 | - | D | 3 | 30 | Triode #1. | TB 11-6625-274-12/1 w/ C3
4BZ8 | 4.3 | EV2-1039 | 16 | - | D | 3 | 30 | Triode #2. | TB 11-6625-274-12/1 w/ C3
4CB6 | 4.3 | ET1-5627 | 11 | - | D | 3 | 28 |  | TB 11-6625-274-12/1 w/ C3
4CE5 | 4.3 | ET1-5620 | 11 | - | D | 3 | 28 |  | TB 11-6625-274-12/1 w/ C3
4CS6 | 4.3 | ET1-5627 | 20 | - | B | # | 8 | Grid #1. | TB 11-6625-274-12/1 w/ C3
4CS6 | 4.3 | ET7-5621 | 0 | - | B | # | 12 | Grid #3. | TB 11-6625-274-12/1 w/ C3
4CY5 | 4.3 | ET1-5620 | 11 | - | D | # | 25 |  | TB 11-6625-274-12/1 w/ C3
4D32 | 6.3 | HR6-0240 | 55 | - | B | 3 | 33 | Cap = P. Use Hickok adapter 1050-107. Caution! With line voltage down, insert tube, slowly adjust line to normal position. | T.O. 33AA21-5-31K
4DE6 | 4.3 | ET1-5627 | 11 | - | D | 3 | 28 |  | TB 11-6625-274-12/1 w/ C3
4DK6 | 4.3 | ET1-5627 | 8 | - | D | 3 | 33 |  | NEL
4DT6 | 4.3 | ET1-5627 | 22 | - | B | 3 | 15 | Grid #1. | TB 11-6625-274-12/1 w/ C3
4DT6 | 4.3 | ET7-5621 | 0 | - | B | # | 10 | Grid #3. | TB 11-6625-274-12/1 w/ C3
4EH7 | 4.3 | EV2-7819 | 10 | - | D | 3 | 65 |  | NEL
4EJ7 | 4.3 | EV2-7819 | 10 | - | D | 3 | 39 |  | NEL
4ES8 | 4.3 | EV7-6080 | 20 | - | D | 3 | 50 | Triode #1. | TB 11-6625-274-12/1 w/ C3
4ES8 | 4.3 | EV2-1030 | 20 | - | D | 3 | 50 | Triode #2. | TB 11-6625-274-12/1 w/ C3
4EW6 | 4.3 | ET1-5627 | 26 | - | B | 3 | 52 |  | TB 11-6625-274-12/1 w/ C3
4GJ7 | 4.3 | EV2-6710 | 25 | - | B | 3 | 60 | Pentode Section. | NEL
4GJ7 | 4.3 | EV9-8030 | 40 | - | B | 3 | 44 | Triode Section. | NEL
4GK5 | 4.3 | ET2-5076 | 30 | - | C | 3 | 38 |  | NEL
4GS8 | 4.3 | EV7-8219 | 0 | - | B | 3 | 28 | Pentode #1. | TB 11-6625-274-12/1 w/ C3
4GS8 | 4.3 | EV7-3216 | 0 | - | B | 3 | 28 | Pentode #2. | TB 11-6625-274-12/1 w/ C3
4HA5 | 4.3 | ET1-5076 | 30 | - | B | 3 | 60 |  | NEL
4HQ5 | 4.3 | ET1-5076 | 30 | - | B | 3 | 54 |  | NEL
4HS8 | 4.3 | EV7-8219 | 10 | - | B | 3 | 20 | Pentode #1. | NEL
4HS8 | 4.3 | EV7-3216 | 10 | - | B | 3 | 20 | Pentode #2. | NEL
5A6 | 5 | EV7-1603 | 46 | - | C | 3 | 38 |  | TB 11-6625-274-12/1 w/ C3
5AM8 | 5 | EV2-6319 | 7 | - | D | 3 | 25 | Pentode Section. | TB 11-6625-274-12/1 w/ C3
5AM8 | 5 | EV0-8070 | 0 | 70 | A | 2 | 40 | Diode Section. | TB 11-6625-274-12/1 w/ C3
5AN8 | 5 | EV8-6791 | 7 | - | D | 3 | 31 | Pentode Section. | TB 11-6625-274-12/1 w/ C3
5AN8 | 5 | EV2-1736 | 21 | - | C | 3 | 42 | Triode Section. | TB 11-6625-274-12/1 w/ C3
5AQ4 | 5 | JS0-6000 | 0 | 60 | A | 7 | 40 | Plate #1. | DJN
5AQ4 | 5 | JS0-4000 | 0 | 60 | A | 7 | 40 | Plate #2. | DJN
5AQ5 | 5 | ET1-5620 | 21 | - | C | 3 | 46 |  | TB 11-6625-274-12/1 w/ C3
5AR4 | 5 | JS0-6000 | 0 | 70 | A | 7 | 40 | Plate #1. | T.O. 33AA21-5-31G
5AR4 | 5 | JS0-4000 | 0 | 70 | A | 7 | 40 | Plate #2. | T.O. 33AA21-5-31G
5AS4 | 5 | JS0-6000 | 0 | 47 | A | 7 | 40 | Plate #1. | TB 11-6625-274-12/1 w/ C3
5AS4 | 5 | JS0-4000 | 0 | 42 | A | 7 | 40 | Plate #2. | TB 11-6625-274-12/1 w/ C3
5AS8 | 5 | EV2-9137 | 11 | - | D | 3 | 28 | Pentode Section. | TB 11-6625-274-12/1 w/ C3
5AS8 | 5 | EV0-6087 | 0 | 70 | A | 2 | 40 | Diode Section. | TB 11-6625-274-12/1 w/ C3
5AT8 | 5 | EV9-6738 | 9 | - | D | 3 | 23 | Pentode Section. | TB 11-6625-274-12/1 w/ C3
5AT8 | 5 | EV1-2038 | 15 | - | D | 3 | 23 | Triode Section. | TB 11-6625-274-12/1 w/ C3
5AU4 | 5 | JS0-6000 | 0 | 58 | A | 7 | 40 | Plate #1. | TB 11-6625-274-12/1 w/ C3
5AU4 | 5 | JS0-4000 | 0 | 53 | A | 7 | 40 | Plate #2. | TB 11-6625-274-12/1 w/ C3
5AV8 | 5 | EV6-9870 | 7 | - | D | 3 | 31 | Pentode Section. | TB 11-6625-274-12/1 w/ C3
5AV8 | 5 | EV2-3010 | 21 | - | C | 3 | 42 | Triode Section. | TB 11-6625-274-12/1 w/ C3
5AW4 | 5 | JS0-6004 | 0 | 50 | A | 7 | 40 | Plate #1. | TB 11-6625-274-12/1 w/ C3
5AW4 | 5 | JS0-4006 | 0 | 45 | A | 7 | 40 | Plate #2. | TB 11-6625-274-12/1 w/ C3
5AX4 | 5 | JS0-6000 | 0 | 0 | A | 7 | 40 | Plate #1. | TB 11-6625-274-12/1 w/ C3
5AX4 | 5 | JS0-4000 | 0 | 0 | A | 7 | 40 | Plate #2. | TB 11-6625-274-12/1 w/ C3
5AZ4 | 5 | JS0-4006 | 0 | 0 | A | 7 | 40 | Plate #1. | TB 11-6625-274-12/1 w/ C3
5AZ4 | 5 | JS0-6004 | 0 | 0 | A | 7 | 40 | Plate #2. | TB 11-6625-274-12/1 w/ C3
5B8 | 5 | EV6-9871 | 7 | - | D | 3 | 31 | Pentode Section. | TB 11-6625-274-12/1 w/ C3
5B8 | 5 | EV2-3019 | 24 | - | C | 3 | 42 | Triode Section. | TB 11-6625-274-12/1 w/ C3
5BE8 | 5 | EV9-6783 | 20 | - | B | 3 | 57 | Pentode Section. Short on 2 and 3. | TB 11-6625-274-12/1 w/ C3
5BE8 | 5 | EV1-2030 | 16 | - | C | 3 | 57 | Triode Section. | TB 11-6625-274-12/1 w/ C3
5BK7A | 5 | EV7-6089 | 8 | - | D | 3 | 43 | Triode #1. | TB 11-6625-274-12/1 w/ C3
5BK7A | 5 | EV2-1039 | 8 | - | D | 3 | 43 | Triode #2. | TB 11-6625-274-12/1 w/ C3
5BQ7A | 5 | EV7-6089 | 14 | - | D | 3 | 32 | Triode #1. | TB 11-6625-274-12/1 w/ C3
5BQ7A | 5 | EV2-1039 | 14 | - | D | 3 | 32 | Triode #2. | TB 11-6625-274-12/1 w/ C3
5BR8 | 5 | EV9-6780 | 15 | - | B | 3 | 57 | Pentode Section. | TB 11-6625-274-12/1 w/ C3
5BR8 | 5 | EV1-2030 | 16 | - | C | 3 | 57 | Triode Section. | TB 11-6625-274-12/1 w/ C3
5BS8 | 5 | EV7-6089 | 17 | - | D | 3 | 36 | Triode #1. | TB 11-6625-274-12/1 w/ C3
5BS8 | 5 | EV2-1039 | 17 | - | D | 3 | 36 | Triode #2. | TB 11-6625-274-12/1 w/ C3
5BT8 | 5 | EV8-6790 | 11 | - | D | 3 | 28 | Pentode Section. | TB 11-6625-274-12/1 w/ C3
5BT8 | 5 | EV0-1030 | 0 | 50 | A | 2 | 40 | Diode #1. | TB 11-6625-274-12/1 w/ C3
5BT8 | 5 | EV0-2030 | 0 | 50 | A | 2 | 40 | Diode #2. | TB 11-6625-274-12/1 w/ C3
5BW8 | 5 | EV6-9870 | 15 | - | B | 3 | 57 | Pentode Section. | TB 11-6625-274-12/1 w/ C3
5BW8 | 5 | EV0-3020 | 0 | 70 | A | 2 | 40 | Diode #1. | TB 11-6625-274-12/1 w/ C3
5BW8 | 5 | EV0-1020 | 0 | 70 | A | 2 | 40 | Diode #2. | TB 11-6625-274-12/1 w/ C3
5BZ7 | 5 | EV7-6089 | 17 | - | D | 3 | 34 | Triode #1. | TB 11-6625-274-12/1 w/ C3
5BZ7 | 5 | EV2-1039 | 17 | - | D | 3 | 34 | Triode #2. | TB 11-6625-274-12/1 w/ C3
5C22 | - | - | - | - | - | - | - | Requires Special socket. | TB 11-6625-274-12/1 w/ C3
5CG8 | 5 | EV9-6780 | 9 | - | D | 3 | 23 | Pentode Section. | TB 11-6625-274-12/1 w/ C3
5CG8 | 5 | EV1-2030 | 15 | - | D | 3 | 23 | Triode Section. | TB 11-6625-274-12/1 w/ C3
5CL8 | 5 | EV9-6780 | 8 | - | D | 3 | 20 | Tetrode section. | TB 11-6625-274-12/1 w/ C3
5CL8 | 5 | EV1-2030 | 12 | - | D | 3 | 35 | Triode section. | TB 11-6625-274-12/1 w/ C3
5CM6 | 5 | EV3-9170 | 21 | - | C | 3 | 46 |  | TB 11-6625-274-12/1 w/ C3
5CM8 | 5 | EV2-6730 | 11 | - | D | 3 | 28 | Pentode Section. | TB 11-6625-274-12/1 w/ C3
5CM8 | 5 | EV9-1080 | 18 | - | B | 3 | 25 | Triode Section. | TB 11-6625-274-12/1 w/ C3
5CQ8 | 5 | EV2-6730 | 18 | - | C | 3 | 38 | Tetrode section. | TB 11-6625-274-12/1 w/ C3
5CQ8 | 5 | EV9-1080 | 22 | - | C | 3 | 44 | Triode Section. | TB 11-6625-274-12/1 w/ C3
5CU4 | 5 | JS0-6010 | 0 | 70 | A | 7 | 32 | Plate #1. | TB 11-6625-274-12/1 w/ C3
5CU4 | 5 | JS0-4010 | 0 | 70 | A | 7 | 32 | Plate #2. | TB 11-6625-274-12/1 w/ C3
5CZ5 | 5 | EV3-9170 | 15 | - | C | 3 | 60 |  | TB 11-6625-274-12/1 w/ C3
5DH8 | 5 | EV9-6738 | 10 | - | D | 3 | 26 | Pentode Section. | TB 11-6625-274-12/1 w/ C3
5DH8 | 5 | EV1-2030 | 27 | - | B | 3 | 47 | Triode Section. | TB 11-6625-274-12/1 w/ C3
5DJ4 | 5 | JS0-6000 | 0 | 50 | A | 7 | 40 | Plate #1. | TB 11-6625-274-12/1 w/ C3
5DJ4 | 5 | JS0-4000 | 0 | 44 | A | 7 | 40 | Plate #2. | TB 11-6625-274-12/1 w/ C3
5EA8 | 5 | EV2-6730 | 0 | - | D | 3 | 28 | Pentode Section. | TB 11-6625-274-12/1 w/ C3
5EA8 | 5 | EV9-1080 | 10 | - | D | 3 | 46 | Triode Section. | TB 11-6625-274-12/1 w/ C3
5EH8 | 5 | EV7-9860 | 22 | - | B | 3 | 53 | Pentode Section. | TB 11-6625-274-12/1 w/ C3
5EH8 | 5 | EV2-3010 | 24 | - | C | 3 | 51 | Triode Section. | TB 11-6625-274-12/1 w/ C3
5ES8 | 5 | EV7-6080 | 20 | - | D | 3 | 50 | Triode #1. | TB 11-6625-274-12/1 w/ C3
5ES8 | 5 | EV2-1030 | 20 | - | D | 3 | 50 | Triode #2. | TB 11-6625-274-12/1 w/ C3
5EU8 | 5 | EV7-1980 | 0 | - | D | 3 | 28 | Pentode Section. | TB 11-6625-274-12/1 w/ C3
5EU8 | 5 | EV2-3060 | 10 | - | D | 3 | 46 | Triode Section. | TB 11-6625-274-12/1 w/ C3
5EW6 | 5 | ET1-5627 | 26 | - | B | 3 | 52 |  | TB 11-6625-274-12/1 w/ C3
5FG7 | 5 | EV9-6780 | 19 | - | C | 3 | 36 | Pentode Section. | TB 11-6625-274-12/1 w/ C3
5FG7 | 5 | EV1-2030 | 29 | - | C | 3 | 35 | Triode Section. | TB 11-6625-274-12/1 w/ C3
5FV8 | 5 | EV9-6780 | 10 | - | C | 3 | 50 | Pentode Section. | TB 11-6625-274-12/1 w/ C3
5FV8 | 5 | EV1-2030 | 16 | - | D | 3 | 38 | Triode Section. | TB 11-6625-274-12/1 w/ C3
5GH8 | 5 | EV2-6370 | 19 | - | C | 3 | 38 | Pentode Section. | TB 11-6625-274-12/1 w/ C3
5GH8 | 5 | EV9-1080 | 13 | - | D | 3 | 42 | Triode Section. | TB 11-6625-274-12/1 w/ C3
5GJ7 | 5 | EV2-6710 | 25 | - | B | 3 | 60 | Pentode Section. | NEL
5GJ7 | 5 | EV9-8030 | 40 | - | B | 3 | 44 | Triode Section. | NEL
5GM6 | 5 | ET1-5627 | 10 | - | D | 3 | 38 |  | NEL
5HZ6 | 5 | ET1-5627 | 16 | - | B | 3 | 40 |  | NEL
5J6 | 5 | ET5-2070 | 18 | - | D | 3 | 23 | Triode #1. | TB 11-6625-274-12/1 w/ C3
5J6 | 5 | ET6-1070 | 15 | - | D | 3 | 23 | Triode #2. | TB 11-6625-274-12/1 w/ C3
5KT6 | 5 | EV2-7819 | 22 | - | C | 3 | 52 |  | TB 11-6625-274-12/1 w/ C3
5KT8 | 5 | EV7-9860 | 15 | - | C | 3 | 57 | Pentode Section. | TB 11-6625-274-12/1 w/ C3
5KT8 | 5 | EV2-3010 | 26 | - | B | 3 | 38 | Triode Section. | TB 11-6625-274-12/1 w/ C3
5R4 | 5 | JS0-6000 | 0 | 39 | A | 7 | 40 | Plate #1. | TB 11-6625-274-12/1 w/ C3
5R4 | 5 | JS0-4000 | 0 | 36 | A | 7 | 40 | Plate #2. | TB 11-6625-274-12/1 w/ C3
5T4 | 5 | JS0-6000 | 0 | 54 | A | 7 | 40 | Plate #1. | TB 11-6625-274-12/1 w/ C3
5T4 | 5 | JS0-4000 | 0 | 47 | A | 7 | 40 | Plate #2. | TB 11-6625-274-12/1 w/ C3
5T8 | 5 | EV8-9076 | 11 | - | B | 3 | 30 | Triode Section. | TB 11-6625-274-12/1 w/ C3
5T8 | 5 | EV0-6071 | 0 | 70 | A | 2 | 40 | Diode #1. | TB 11-6625-274-12/1 w/ C3
5T8 | 5 | EV0-2036 | 0 | 70 | A | 2 | 40 | Diode #2. | TB 11-6625-274-12/1 w/ C3
5T8 | 5 | EV0-1078 | 0 | 70 | A | 2 | 40 | Diode #3. | TB 11-6625-274-12/1 w/ C3
5U4 | 5 | JS0-6000 | 0 | 47 | A | 7 | 40 | Plate #1. | TB 11-6625-274-12/1 w/ C3
5U4 | 5 | JS0-4000 | 0 | 42 | A | 7 | 40 | Plate #2. | TB 11-6625-274-12/1 w/ C3
5U8 | 5 | EV2-6370 | 15 | - | B | 3 | 57 | Pentode Section. | TB 11-6625-274-12/1 w/ C3
5U8 | 5 | EV9-1080 | 16 | - | C | 3 | 57 | Triode Section. | TB 11-6625-274-12/1 w/ C3
5V3 | 5 | JS0-6004 | 0 | 58 | A | 7 | 40 | Plate #1. | TB 11-6625-274-12/1 w/ C3
5V3 | 5 | JS0-4006 | 0 | 53 | A | 7 | 40 | Plate #2. | TB 11-6625-274-12/1 w/ C3
5V4 | 5 | JS0-6000 | 0 | 60 | A | 7 | 40 | Plate #1. | TB 11-6625-274-12/1 w/ C3
5V4 | 5 | JS0-4000 | 0 | 60 | A | 7 | 40 | Plate #2. | TB 11-6625-274-12/1 w/ C3
5V6 | 5 | HS5-3481 | 21 | - | C | 3 | 46 |  | TB 11-6625-274-12/1 w/ C3
5W4 | 5 | JS0-6000 | 0 | 16 | A | 7 | 40 | Plate #1. | TB 11-6625-274-12/1 w/ C3
5W4 | 5 | JS0-4000 | 0 | 0 | A | 7 | 40 | Plate #2. | TB 11-6625-274-12/1 w/ C3
5X3 | 5 | ER0-3000 | 0 | 0 | A | 7 | 40 | Plate #1. | TB 11-6625-274-12/1 w/ C3
5X3 | 5 | ER0-2000 | 0 | 0 | A | 7 | 40 | Plate #2. | TB 11-6625-274-12/1 w/ C3
5X4 | 5 | HY0-5000 | 0 | 47 | A | 7 | 40 | Plate #1. | TB 11-6625-274-12/1 w/ C3
5X4 | 5 | HY0-3000 | 0 | 42 | A | 7 | 40 | Plate #2. | TB 11-6625-274-12/1 w/ C3
5X8 | 5 | EV7-9861 | 9 | - | D | 3 | 23 | Pentode Section. | TB 11-6625-274-12/1 w/ C3
5X8 | 5 | EV2-3861 | 15 | - | D | 3 | 23 | Triode Section. | TB 11-6625-274-12/1 w/ C3
5Y3 | 5 | JS0-6000 | 0 | 0 | A | 7 | 40 | Plate #1. | TB 11-6625-274-12/1 w/ C3
5Y3 | 5 | JS0-4000 | 0 | 0 | A | 7 | 40 | Plate #2. | TB 11-6625-274-12/1 w/ C3
5Y4 | 5 | HY0-5000 | 0 | 0 | A | 7 | 40 | Plate #1. | TB 11-6625-274-12/1 w/ C3
5Y4 | 5 | HY0-3000 | 0 | 0 | A | 7 | 40 | Plate #2. | TB 11-6625-274-12/1 w/ C3
5Z3 | 5 | ER0-3000 | 0 | 47 | A | 7 | 40 | Plate #1. | TB 11-6625-274-12/1 w/ C3
5Z3 | 5 | ER0-2000 | 0 | 42 | A | 7 | 40 | Plate #2. | TB 11-6625-274-12/1 w/ C3
5Z4 | 5 | JS0-6000 | 0 | 64 | A | 7 | 40 | Plate #1. | TB 11-6625-274-12/1 w/ C3
5Z4 | 5 | JS0-4000 | 0 | 64 | A | 7 | 40 | Plate #2. | TB 11-6625-274-12/1 w/ C3
6A3 | 6.3 | ER3-2000 | 67 | - | C | 3 | 38 |  | TB 11-6625-274-12/1 w/ C3
6A4 | 6.3 | FR3-2400 | 28 | - | B | 3 | 50 |  | TB 11-6625-274-12/1 w/ C3
6A5 | 6.3 | HS5-3000 | 67 | - | C | 3 | 38 |  | TB 11-6625-274-12/1 w/ C3
6A6 | 6.3 | HR5-6040 | 12 | - | B | 3 | 38 | Triode #1. | TB 11-6625-274-12/1 w/ C3
6A6 | 6.3 | HR3-2040 | 12 | - | B | 3 | 38 | Triode #2. | TB 11-6625-274-12/1 w/ C3
6A7 | 6.3 | HR5-3462 | 41 | - | B | 3 | 29 | Cap connects to grid #4. | TB 11-6625-274-12/1 w/ C3
6A8 | 6.3 | HS5-4683 | 41 | - | B | 3 | 29 | Cap connects to grid #4. | TB 11-6625-274-12/1 w/ C3
6AB4 | 6.3 | ET6-1070 | 10 | - | C | 3 | 50 |  | TB 11-6625-274-12/1 w/ C3
6AB5 | 6.3 | GR5-4030 | 0 | 100 | A | 3 | - | Eye Open. | DJN
6AB5 | 6.3 | GR5-4230 | 0 | 100 | A | 3 | - | Eye Closed. | DJN
6AB6 | 6.3 | HS5-3480 | 0 | - | B | 3 | 37 |  | TB 11-6625-274-12/1 w/ C3
6AB7 | 6.3 | HS4-8653 | 0 | - | C | 3 | 44 |  | TB 11-6625-274-12/1 w/ C3
6AB8 | 6.3 | EV9-6837 | 24 | - | C | 3 | 35 | Pentode Section. | TB 11-6625-274-12/1 w/ C3
6AB8 | 6.3 | EV2-1030 | 35 | - | B | 3 | 20 | Triode Section. | TB 11-6625-274-12/1 w/ C3
6AC5 | 6.3 | HS5-3080 | 0 | - | B | 3 | 21 |  | TB 11-6625-274-12/1 w/ C3
6AC6 | 6.3 | HS5-3480 | 0 | - | B | 3 | 60 |  | TB 11-6625-274-12/1 w/ C3
6AC7 | 6.3 | HS4-8653 | 10 | - | D | 3 | 30 |  | TB 11-6625-274-12/1 w/ C3
6AC10 | 6.3 | BT9-2040 | 30 | - | B | 3 | 28 | Triode #1. Use Hickok Adapter Model 1704. set adapter selectors to 2-0-3. | T.O. 33AA21-5-31P
6AC10 | 6.3 | BS7-5060 | 30 | - | B | 3 | 28 | Triode #2. Use Hickok Adapter Model 1704. set adapter selectors to 0-0-2. | T.O. 33AA21-5-31P
6AC10 | 6.3 | BV4-2030 | 30 | - | B | 3 | 28 | Triode #3. Use Hickok Adapter Model 1704. set adapter selectors to 0-4-5. | T.O. 33AA21-5-31P
6AD4* | 6.3 | DU2-1050 | 28 | - | B | 3 | 18 | C basing. | TB 11-6625-274-12/1 w/ C3
6AD4* | 6.3 | DW1-8050 | 28 | - | B | 3 | 18 | F basing | TB 11-6625-274-12/1 w/ C3
6AD6 | 6.3 | HS4-3580 | 0 | 100 | A | 3 | - | Eye 1 open. Eye 2 closed. | TB 11-6625-274-12/1 w/ C3
6AD6 | 6.3 | HS3-4580 | 0 | 100 | A | 3 | - | Eye 2 open. Eye 1 closed. | TB 11-6625-274-12/1 w/ C3
6AD7 | 6.3 | HS5-3486 | 29 | - | B | 3 | 50 | Pentode Section. | TB 11-6625-274-12/1 w/ C3
6AD7 | 6.3 | HS1-6083 | 0 | - | B | 3 | 15 | Triode Section. | TB 11-6625-274-12/1 w/ C3
6AD10 | 6.3 | BU8-3290 | 37 | - | B | 3 | 51 | Pentode #1. Use Hickok Adapter Model 1704. Set adapter selectors to 2-3-4. | T.O. 33AA21-5-31P
6AD10 | 6.3 | BU3-7625 | 18 | - | B | 3 | 32 | Pentode #2. Use Hickok Adapter Model 1704. Set adapter selectors to 0-0-4. | T.O. 33AA21-5-31P
6AE5 | 6.3 | HS5-3080 | 68 | - | B | 3 | 30 |  | TB 11-6625-274-12/1 w/ C3
6AE6 | 6.3 | HS5-4083 | 0 | - | B | 3 | 22 | Triode #1. | TB 11-6625-274-12/1 w/ C3
6AE6 | 6.3 | HS5-3084 | 0 | - | B | 3 | 19 | Triode #2. | TB 11-6625-274-12/1 w/ C3
6AE7 | 6.3 | HS6-3084 | 33 | - | B | 3 | 38 | Triode #1. | TB 11-6625-274-12/1 w/ C3
6AE7 | 6.3 | HS4-3056 | 33 | - | B | 3 | 38 | Triode #2. | TB 11-6625-274-12/1 w/ C3
6AF3 | 6.3 | EV0-0820 | 0 | 38 | A | See Note > | 60 | Cap connects to plate. Hold down pushbutton 8-METER REV. and press pushbutton 7-RECT. | TB 11-6625-274-12/1 w/ C3
6AF4 | 6.3 | ET2-1050 | 36 | - | D | 3 | 23 |  | TB 11-6625-274-12/1 w/ C3
6AF5 | 6.3 | HS5-3080 | 51 | - | B | 3 | 38 |  | TB 11-6625-274-12/1 w/ C3
6AF6 | 6.3 | HS4-3580 | 0 | 100 | A | 3 | - | Eye 1 open. Eye 2 closed. | TB 11-6625-274-12/1 w/ C3
6AF6 | 6.3 | HS3-4580 | 0 | 100 | A | 3 | - | Eye 2 open. Eye 1 closed. | TB 11-6625-274-12/1 w/ C3
6AF9 | 6.3 | FW8-1970 | 29 | - | B | 3 | 58 | Pentode #1. Use Hickok Adapter Model 1704. Set adapter selectors to 1-0-0. | T.O. 33AA21-5-31P
6AF9 | 6.3 | FW1-4320 | 28 | - | B | 3 | 44 | Pentode #2. Use Hickok Adapter Model 1704. Set adapter selectors to 0-0-0. | T.O. 33AA21-5-31P
6AF11 | 6.3 | BV4-2390 | 20 | - | C | 3 | 63 | Pentode Section. Use Hickok Adapter Model 1704. Set adapter selectors to 3-4-5. | T.O. 33AA21-5-31P
6AF11 | 6.3 | BS6-8050 | 27 | - | B | 3 | 55 | Triode #1. Use Hickok Adapter Model 1704. Set adapter selectors to 0-0-2. | T.O. 33AA21-5-31P
6AF11 | 6.3 | BS3-4070 | 20 | - | B | 3 | 55 | Triode #2. Use Hickok Adapter Model 1704. Set adapter selectors to 0-0-2. | T.O. 33AA21-5-31P
6AG5 | 6.3 | ET1-5620 | 10 | - | D | 3 | 20 |  | TB 11-6625-274-12/1 w/ C3
6AG7 | 6.3 | HS4-8651 | 10 | - | D | 3 | 30 |  | TB 11-6625-274-12/1 w/ C3
6AG11 | 6.3 | BS8-7090 | 30 | - | B | 3 | 42 | Triode #1. Use Hickok Adapter Model 1704. Set adapter selectors to 0-0-2. | T.O. 33AA21-5-31P
6AG11 | 6.3 | BS5-6040 | 30 | - | B | 3 | 42 | Triode #2. Use Hickok Adapter Model 1704. Set adapter selectors to 0-0-2. | T.O. 33AA21-5-31P
6AG11 | 6.3 | BU0-2030 | 0 | 60 | A | 2 | 35 | Diode #1. Use Hickok Adapter Model 1704. Set adapter selectors to 2-3-4. | T.O. 33AA21-5-31P
6AG11 | 6.3 | BU0-3020 | 0 | 60 | A | 2 | 35 | Diode #2. Use Hickok Adapter Model 1704. Set adapter selectors to 0-0-4. | T.O. 33AA21-5-31P
6AH4 | 6.3 | HS1-5080 | 47 | - | C | 3 | 57 |  | TB 11-6625-274-12/1 w/ C3
6AH5 | 6.3 | HS6-4180 | 23 | - | D | 3 | 25 |  | TB 11-6625-274-12/1 w/ C3
6AH6 | 6.3 | ET1-5672 | 10 | - | D | 3 | 30 |  | TB 11-6625-274-12/1 w/ C3
6AH7 | 6.3 | HY5-6043 | 20 | - | B | 3 | 50 | Triode #1. | TB 11-6625-274-12/1 w/ C3
6AH7 | 6.3 | HY1-3026 | 20 | - | B | 3 | 50 | Triode #2. | TB 11-6625-274-12/1 w/ C3
6AJ4 | 6.3 | JX1-5020 | 9 | - | D | 3 | 50 |  | TB 11-6625-274-12/1 w/ C3
6AJ5 | 6.3 | ET1-5620 | 12 | - | D | # | 14 |  | TB 11-6625-274-12/1 w/ C3
6AJ6 | 6.3 | HS5-3481 | 23 | - | C | 3 | 50 | Best seen = 91 | DJN
6AJ7 | 6.3 | HS4-8653 | 10 | - | D | 3 | 30 |  | TB 11-6625-274-12/1 w/ C3
6AJ8 | 6.3 | EV2-6137 | 13 | - | B | 3 | 50 | Tetrode section. | TB 11-6625-274-12/1 w/ C3
6AJ8 | 6.3 | EV9-8036 | 26 | - | B | 3 | 50 | Triode Section. | TB 11-6625-274-12/1 w/ C3
6AK4* | 6.3 | DW1-8057 | 24 | - | D | 3 | 19 | F basing | TB 11-6625-274-12/1 w/ C3
6AK5 | 6.3 | ET1-5620 | 10 | - | D | 3 | 22 |  | TB 11-6625-274-12/1 w/ C3
6AK6 | 6.3 | ET1-5672 | 23 | - | B | 3 | 53 |  | TB 11-6625-274-12/1 w/ C3
6AK7 | 6.3 | HS4-8651 | 10 | - | D | 3 | 30 |  | TB 11-6625-274-12/1 w/ C3
6AK8 | 6.3 | EV8-9070 | 11 | - | B | 3 | 30 | Triode Section. | TB 11-6625-274-12/1 w/ C3
6AK8 | 6.3 | EV0-6070 | 0 | 0 | A | 2 | 40 | Diode #1. | TB 11-6625-274-12/1 w/ C3
6AK8 | 6.3 | EV0-2030 | 0 | 70 | A | 2 | 40 | Diode #2. | TB 11-6625-274-12/1 w/ C3
6AK8 | 6.3 | EV0-1070 | 0 | 70 | A | 2 | 40 | Diode #3. | TB 11-6625-274-12/1 w/ C3
6AL3 | 6.3 | EV0-0090 | 0 | 74 | A | See Note > | 36 | Cap connects to plate. Hold down pushbutton 8-METER REV. and press pushbutton 7-RECT. | TB 11-6625-274-12/1 w/ C3
6AL5 | 6.3 | ET0-7010 | 0 | 70 | A | 2 | 40 | Diode #1. | TB 11-6625-274-12/1 w/ C3
6AL5 | 6.3 | ET0-2050 | 0 | 70 | A | 2 | 40 | Diode #2. | TB 11-6625-274-12/1 w/ C3
6AL6 | 6.3 | HS5-0480 | 23 | - | D | 3 | 25 | Cap connects to plate. | TB 11-6625-274-12/1 w/ C3
6AL7 | 6.3 | HS6-3580 | Vary | 100 | A | 3 | - | Bias controls left pattern. | TB 11-6625-274-12/1 w/ C3
6AL7 | 6.3 | HS5-3480 | Vary | 100 | A | 3 | - | Bias controls both patterns. | TB 11-6625-274-12/1 w/ C3
6AL7 | 6.3 | HS4-3580 | Vary | 100 | A | 3 | - | Bias controls right pattern. | TB 11-6625-274-12/1 w/ C3
6AL11 | 6.3 | BU8-3290 | 35 | - | B | 3 | 62 | Pentode #1. Use Hickok Adapter Model 1704. Set adapter selectors to 2-3-4. | T.O. 33AA21-5-31P
6AL11 | 6.3 | BV3-6724 | 8 | - | B | 3 | 18 | Pentode #2. Use Hickok Adapter Model 1704. Set adapter selectors to 0-0-5. | T.O. 33AA21-5-31P
6AM4 | 6.3 | JX1-5020 | 10 | - | D | 3 | 35 |  | TB 11-6625-274-12/1 w/ C3
6AM5 | 6.3 | ET1-5720 | 27 | - | C | 3 | 33 |  | TB 11-6625-274-12/1 w/ C3
6AM6 | 6.3 | ET1-5726 | 10 | - | D | 3 | 25 |  | TB 11-6625-274-12/1 w/ C3
6AM8 | 6.3 | EV2-6319 | 7 | - | D | 3 | 25 | Pentode Section. | TB 11-6625-274-12/1 w/ C3
6AM8 | 6.3 | EV0-8070 | 0 | 70 | A | 2 | 40 | Diode Section. | TB 11-6625-274-12/1 w/ C3
6AN4 | 6.3 | ET2-1050 | 6 | - | D | 3 | 40 |  | TB 11-6625-274-12/1 w/ C3
6AN5 | 6.3 | ET1-5670 | 0 | - | D | # | 30 |  | TB 11-6625-274-12/1 w/ C3
6AN6 | 6.3 | HR0-5060 | 0 | 25 | A | 2 | 40 | Diode #1. | TB 11-6625-274-12/1 w/ C3
6AN6 | 6.3 | HR0-4060 | 0 | 25 | A | 2 | 40 | Diode #2. | TB 11-6625-274-12/1 w/ C3
6AN6 | 6.3 | HR0-3060 | 0 | 25 | A | 2 | 40 | Diode #3. | TB 11-6625-274-12/1 w/ C3
6AN6 | 6.3 | HR0-2060 | 0 | 25 | A | 2 | 40 | Diode #4. | TB 11-6625-274-12/1 w/ C3
6AN8 | 6.3 | EV8-6791 | 7 | - | D | 3 | 31 | Pentode Section. | TB 11-6625-274-12/1 w/ C3
6AN8 | 6.3 | EV2-1736 | 21 | - | C | 3 | 42 | Triode Section. | TB 11-6625-274-12/1 w/ C3
6AQ4 | 6.3 | ET1-7050 | 10 | - | D | 3 | 41 |  | TB 11-6625-274-12/1 w/ C3
6AQ5 | 6.3 | ET1-5620 | 21 | - | C | 3 | 46 |  | TB 11-6625-274-12/1 w/ C3
6AQ6 | 6.3 | ET1-7020 | 6 | - | B | 3 | 29 | Triode Section. | TB 11-6625-274-12/1 w/ C3
6AQ6 | 6.3 | ET0-6020 | 0 | 0 | A | 2 | 40 | Diode #1. | TB 11-6625-274-12/1 w/ C3
6AQ6 | 6.3 | ET0-5020 | 0 | 0 | A | 2 | 40 | Diode #2. | TB 11-6625-274-12/1 w/ C3
6AQ7 | 6.3 | HY4-5026 | 13 | - | B | 3 | 25 | Triode Section. | TB 11-6625-274-12/1 w/ C3
6AQ7 | 6.3 | HY4-1026 | 0 | 30 | A | 2 | 40 | Diode #1. | TB 11-6625-274-12/1 w/ C3
6AQ7 | 6.3 | HY4-3026 | 0 | 30 | A | 2 | 40 | Diode #2. | TB 11-6625-274-12/1 w/ C3
6AQ8 | 6.3 | EV7-6089 | 10 | - | C | 3 | 50 | Triode #1. | TB 11-6625-274-12/1 w/ C3
6AQ8 | 6.3 | EV2-1039 | 10 | - | C | 3 | 50 | Triode #2. | TB 11-6625-274-12/1 w/ C3
6AR5 | 6.3 | ET1-5620 | 34 | - | B | 3 | 40 |  | TB 11-6625-274-12/1 w/ C3
6AR6 | 6.3 | GY7-3510 | 34 | - | D | 3 | 27 |  | TB 11-6625-274-12/1 w/ C3
6AR8 | 6.3 | EV6-9372 | 25 | - | B | 3 | 35 | Plate #1. | TB 11-6625-274-12/1 w/ C3
6AR8 | 6.3 | EV6-8372 | 25 | - | B | 3 | 35 | Plate #2. | TB 11-6625-274-12/1 w/ C3
6AR11 | 6.3 | BS4-8937 | 12 | - | C | 3 | 51 | Pentode #1. Use Hickok Adapter Model 1704. Set adapter selectors to 4-3-2. | T.O. 33AA21-5-31G
6AR11 | 6.3 | BX5-2364 | 12 | - | C | 3 | 51 | Pentode #2. Use Hickok Adapter Model 1704. Set adapter selectors to 0-0-7. | T.O. 33AA21-5-31G
6AS5 | 6.3 | ET2-7610 | 25 | - | D | 3 | 28 |  | TB 11-6625-274-12/1 w/ C3
6AS6 | 6.3 | ET1-5627 | 14 | - | B | 3 | 44 |  | TB 11-6625-274-12/1 w/ C3
6AS7 | 6.3 | HY4-5062 | 100 | - | C | 3 | 36 | Triode #1. | TB 11-6625-274-12/1 w/ C3
6AS7 | 6.3 | HY1-2035 | 100 | - | C | 3 | 36 | Triode #2. | TB 11-6625-274-12/1 w/ C3
6AS8 | 6.3 | EV2-9137 | 11 | - | D | 3 | 28 | Pentode Section. | TB 11-6625-274-12/1 w/ C3
6AS8 | 6.3 | EV0-6087 | 0 | 70 | A | 2 | 40 | Diode Section. | TB 11-6625-274-12/1 w/ C3
6AT6 | 6.3 | ET1-7020 | 18 | - | B | 3 | 30 | Triode Section. | TB 11-6625-274-12/1 w/ C3
6AT6 | 6.3 | ET1-6020 | 0 | 0 | A | 2 | 40 | Diode #1. | TB 11-6625-274-12/1 w/ C3
6AT6 | 6.3 | ET1-5020 | 0 | 0 | A | 2 | 20 | Diode #2. | TB 11-6625-274-12/1 w/ C3
6AT8 | 6.3 | EV9-6738 | 9 | - | D | 3 | 23 | Pentode Section. | TB 11-6625-274-12/1 w/ C3
6AT8 | 6.3 | EV1-2038 | 15 | - | D | 3 | 23 | Triode Section. | TB 11-6625-274-12/1 w/ C3
6AU4 | 6.3 | HY0-5030 | 0 | 66 | A | 7 | 40 |  | T.O. 33AA21-5-31G
6AU5 | 6.3 | HS1-5830 | 41 | - | C | 3 | 36 |  | TB 11-6625-274-12/1 w/ C3
6AU6 | 6.3 | ET1-5672 | 16 | - | B | 3 | 58 |  | TB 11-6625-274-12/1 w/ C3
6AU7 | 6.3 | EV7-6080 | 24 | - | B | 3 | 56 | Triode #1. | TB 11-6625-274-12/1 w/ C3
6AU7 | 6.3 | EV2-1030 | 24 | - | B | 3 | 56 | Triode #2. | TB 11-6625-274-12/1 w/ C3
6AU8 | 6.3 | EV7-9860 | 10 | - | D | 3 | 30 | Pentode Section. | T.O. 33AA21-5-31Q
6AU8 | 6.3 | EV2-3010 | 9 | - | D | 3 | 25 | Triode Section. | T.O. 33AA21-5-31Q
6AV5 | 6.3 | HS1-5830 | 50 | - | C | 3 | 49 |  | TB 11-6625-274-12/1 w/ C3
6AV6 | 6.3 | ET1-7025 | 12 | - | B | 3 | 32 | Triode Section. | TB 11-6625-274-12/1 w/ C3
6AV6 | 6.3 | ET1-6025 | 0 | 0 | A | 2 | 40 | Diode #1. | TB 11-6625-274-12/1 w/ C3
6AV6 | 6.3 | ET1-5027 | 0 | 0 | A | 2 | 40 | Diode #2. | TB 11-6625-274-12/1 w/ C3
6AV11 | 6.3 | BT9-2040 | 24 | - | B | 3 | 56 | Triode #1. Use Hickok Adapter Model 1704. Set adapter selectors to 2-0-3. | T.O. 33AA21-5-31P
6AV11 | 6.3 | BS7-5060 | 24 | - | B | 3 | 56 | Triode #2. Use Hickok Adapter Model 1704. Set adapter selectors to 0-0-2. | T.O. 33AA21-5-31P
6AV11 | 6.3 | BV4-2030 | 24 | - | B | 3 | 56 | Triode #3. Use Hickok Adapter Model 1704. Set adapter selectors to 0-4-5. | T.O. 33AA21-5-31P
6AW7 | 6.3 | HY2-6010 | 8 | - | B | 3 | 23 | Triode Section. | TB 11-6625-274-12/1 w/ C3
6AW7 | 6.3 | HY2-3050 | 0 | 65 | A | 2 | 40 | Diode #1. | TB 11-6625-274-12/1 w/ C3
6AW7 | 6.3 | HY2-4010 | 0 | 65 | A | 2 | 40 | Diode #2. | TB 11-6625-274-12/1 w/ C3
6AW8 | 6.3 | EV7-9863 | 14 | - | D | 3 | 38 | Pentode Section. | TB 11-6625-274-12/1 w/ C3
6AW8 | 6.3 | EV2-3019 | 9 | - | D | 3 | 20 | Triode Section. | TB 11-6625-274-12/1 w/ C3
6AX3 | 6.3 | BS0-4070 | 0 | 54 | A | 7 | 40 | Use Hickok Adapter Model 1704. Set adapter selectors to 0-0-2. | T.O. 33AA21-5-31K
6AX4 | 6.3 | HY0-5030 | 0 | 54 | A | 7 | 40 |  | TB 11-6625-274-12/1 w/ C3
6AX5 | 6.3 | HS0-5083 | 0 | 12 | A | 7 | 40 | Plate #1 | TB 11-6625-274-12/1 w/ C3
6AX5 | 6.3 | HS0-3085 | 0 | 12 | A | 7 | 40 | Plate #2. | TB 11-6625-274-12/1 w/ C3
6AX6 | 6.3 | HS0-5080 | 0 | 65 | A | 7 | 40 | Plate #1 | TB 11-6625-274-12/1 w/ C3
6AX6 | 6.3 | HS0-3040 | 0 | 65 | A | 7 | 40 | Plate #2. | TB 11-6625-274-12/1 w/ C3
6AX7 | 6.3 | EV7-6080 | 12 | - | B | 3 | 32 | Triode #1. | TB 11-6625-274-12/1 w/ C3
6AX7 | 6.3 | EV2-1030 | 12 | - | B | 3 | 32 | Triode #2. | TB 11-6625-274-12/1 w/ C3
6AX8 | 6.3 | EV2-6370 | 15 | - | B | 3 | 57 | Pentode Section. | TB 11-6625-274-12/1 w/ C3
6AX8 | 6.3 | EV9-1080 | 16 | - | C | 3 | 57 | Triode Section. | TB 11-6625-274-12/1 w/ C3
6AY3 | 6.3 | EV0-2090 | 0 | 38 | A | 7 | 50 | Use Hickok Adapter Model 1704. Set adapter selectors to 0-0-0. | T.O. 33AA21-5-31K
6AY11 | 6.3 | BS8-7090 | 20 | - | B | 3 | 26 | Triode #1. Use Hickok Adapter Model 1704. Set adapter selectors to 0-0-2. | T.O. 33AA21-5-31P
6AY11 | 6.3 | BS5-6040 | 20 | - | B | 3 | 26 | Triode #2. Use Hickok Adapter Model 1704. Set adapter selectors to 0-0-2. | T.O. 33AA21-5-31P
6AY11 | 6.3 | BU0-2030 | 0 | 60 | A | 2 | 35 | Diode #1. Use Hickok Adapter Model 1704. Set adapter selectors to 2-3-4. | T.O. 33AA21-5-31P
6AY11 | 6.3 | BU0-3020 | 0 | 60 | A | 2 | 35 | Diode #2. Use Hickok Adapter Model 1704. Set adapter selectors to 0-0-4. | T.O. 33AA21-5-31P
6AZ5 | 6.3 | DW0-8070 | 0 | 60 | A | 2 | 40 | Diode #1. | TB 11-6625-274-12/1 w/ C3
6AZ5 | 6.3 | DW0-1020 | 0 | 60 | A | 2 | 40 | Diode #2. | TB 11-6625-274-12/1 w/ C3
6AZ6* | 6.3 | DW0-2048 | 0 | 65 | A | 2 | 40 | F basing. Diode #1. | TB 11-6625-274-12/1 w/ C3
6AZ6* | 6.3 | DW0-7058 | 0 | 65 | A | 2 | 40 | F basing. Diode #2. | TB 11-6625-274-12/1 w/ C3
6AZ8 | 6.3 | EV6-1230 | 7 | - | D | 3 | 30 | Pentode Section. | TB 11-6625-274-12/1 w/ C3
6AZ8 | 6.3 | EV9-8070 | 21 | - | C | 3 | 42 | Triode Section. | TB 11-6625-274-12/1 w/ C3
6B4 | 6.3 | HS5-3000 | 67 | - | C | 3 | 38 |  | TB 11-6625-274-12/1 w/ C3
6B5 | 6.3 | GR4-2350 | 0 | - | B | 3 | 38 |  | TB 11-6625-274-12/1 w/ C3
6B6 | 6.3 | HS0-3080 | 11 | - | B | 3 | 19 | Triode Section. Cap connects to grid. | TB 11-6625-274-12/1 w/ C3
6B6 | 6.3 | HS0-5080 | 0 | 14 | A | 2 | 40 | Diode #1. | TB 11-6625-274-12/1 w/ C3
6B6 | 6.3 | HS0-4080 | 0 | 14 | A | 2 | 40 | Diode #2. | TB 11-6625-274-12/1 w/ C3
6B7 | 6.3 | HR0-2360 | 30 | - | B | 3 | 25 | Pentode Section. Cap connects to grid. | TB 11-6625-274-12/1 w/ C3
6B7 | 6.3 | HR0-5360 | 0 | 14 | A | 2 | 40 | Diode #1. | TB 11-6625-274-12/1 w/ C3
6B7 | 6.3 | HR0-4360 | 0 | 14 | A | 2 | 40 | Diode #2. | TB 11-6625-274-12/1 w/ C3
6B8 | 6.3 | HS0-3681 | 24 | - | B | 3 | 29 | Pentode Section. Cap connects to grid. | TB 11-6625-274-12/1 w/ C3
6B8 | 6.3 | HS0-5681 | 0 | 14 | A | 2 | 40 | Diode #1. | TB 11-6625-274-12/1 w/ C3
6B8 | 6.3 | HS0-4681 | 0 | 14 | A | 2 | 40 | Diode #2. | TB 11-6625-274-12/1 w/ C3
6B10 | 6.3 | BV3-4020 | 29 | - | C | 3 | 28 | Triode #1. Use Hickok Adapter Model 1704. Set adapter selectors to 0-0-5. | T.O. 33AA21-5-31G
6B10 | 6.3 | BS5-6070 | 29 | - | C | 3 | 28 | Triode #2. Use Hickok Adapter Model 1704. Set adapter selectors to 0-0-2. | T.O. 33AA21-5-31G
6B10 | 6.3 | BS0-8090 | 0 | 53 | A | 2 | 40 | Diode #1. Use Hickok Adapter Model 1704. Set adapter selectors to 0-0-2. | T.O. 33AA21-5-31G
6B10 | 6.3 | BS0-8090 | 0 | 53 | A | 2 | 40 | Diode #2. Use Hickok Adapter Model 1704. Set adapter selectors to 8-0-2. | T.O. 33AA21-5-31G
6BA5* | 6.3 | DW1-5780 | 16 | - | B | 3 | 54 | F basing. | TB 11-6625-274-12/1 w/ C3
6BA6 | 6.3 | ET1-5672 | 9 | - | C | 3 | 41 |  | TB 11-6625-274-12/1 w/ C3
6BA7 | 6.3 | EV7-9136 | - | - | - | - | - | Short Test Only! | TB 11-6625-274-12/1 w/ C3
6BA7 | 6.3 | EV2-1037 | 10 | - | D | 3 | 40 |  | TB 11-6625-274-12/1 w/ C3
6BA8 | 6.3 | EV7-9860 | 11 | - | D | 3 | 30 | Pentode Section. | TB 11-6625-274-12/1 w/ C3
6BA8 | 6.3 | EV2-3010 | 29 | - | C | 3 | 34 | Triode Section. | TB 11-6625-274-12/1 w/ C3
6BA11 | 6.3 | BS4-6387 | 10 | - | B | 3 | 19 | Pentode #1. Use Hickok Adapter Model 1704. Set adapter selectors to 0-0-2. | T.O. 33AA21-5-31P
6BA11 | 6.3 | BW4-2385 | 10 | - | B | 3 | 19 | Pentode #2. Use Hickok Adapter Model 1704. Set adapter selectors to 0-0-6. | T.O. 33AA21-5-31P
6BA11 | 6.3 | BU9-3020 | 33 | - | B | 3 | 45 | Triode Section. Use Hickok Adapter Model 1704. Set adapter selectors to 2-3-4. | T.O. 33AA21-5-31P
6BC4 | 6.3 | EV2-1060 | 10 | - | D | 3 | 50 |  | TB 11-6625-274-12/1 w/ C3
6BC5 | 6.3 | ET1-5620 | 0 | - | C | 3 | 40 |  | TB 11-6625-274-12/1 w/ C3
6BC7 | 6.3 | EV0-8090 | 0 | 71 | A | 2 | 40 | Diode #1. | TB 11-6625-274-12/1 w/ C3
6BC7 | 6.3 | EV0-6070 | 0 | 71 | A | 2 | 40 | Diode #2. | TB 11-6625-274-12/1 w/ C3
6BC7 | 6.3 | EV0-2010 | 0 | 71 | A | 2 | 40 | Diode #3. | TB 11-6625-274-12/1 w/ C3
6BC8 | 6.3 | EV7-6089 | 15 | - | D | 3 | 31 | Triode #1. | TB 11-6625-274-12/1 w/ C3
6BC8 | 6.3 | EV2-1039 | 15 | - | D | 3 | 31 | Triode #2. | TB 11-6625-274-12/1 w/ C3
6BD5 | 6.3 | HS1-5830 | 18 | - | D | 3 | 25 |  | TB 11-6625-274-12/1 w/ C3
6BD6 | 6.3 | ET1-5672 | 19 | - | B | 3 | 50 |  | TB 11-6625-274-12/1 w/ C3
6BD11 | 6.3 | BT5-2490 | 27 | - | C | 3 | 38 | Pentode Section. Use Hickok Adapter Model 1704. Set adapter selectors to 4-5-3. | T.O. 33AA21-5-31G
6BD11 | 6.3 | BS6-8050 | 29 | - | B | 3 | 38 | Triode #1. Use Hickok Adapter Model 1704. Set adapter selectors to 0-0-2. | T.O. 33AA21-5-31G
6BD11 | 6.3 | BS3-4070 | 24 | - | B | 3 | 54 | Triode #2. Use Hickok Adapter Model 1704. Set adapter selectors to 0-0-2. | T.O. 33AA21-5-31G
6BE6 | 6.3 | ET7-5621 | - | - | - | - | - | Short Test Only! | TB 11-6625-274-12/1 w/ C3
6BE6 | 6.3 | ET1-6027 | 17 | - | D | 3 | 36 |  | TB 11-6625-274-12/1 w/ C3
6BE7 | 6.3 | EV7-1639 | 29 | - | B | 3 | 25 |  | TB 11-6625-274-12/1 w/ C3
6BE8 | 6.3 | EV9-6783 | 20 | - | B | 3 | 57 | Pentode Section. Short on 2 and 3. | TB 11-6625-274-12/1 w/ C3
6BE8 | 6.3 | EV1-2030 | 16 | - | C | 3 | 57 | Triode Section. | TB 11-6625-274-12/1 w/ C3
6BF5 | 6.3 | ET1-5620 | 49 | - | C | 3 | 43 |  | TB 11-6625-274-12/1 w/ C3
6BF6 | 6.3 | ET1-7020 | 18 | - | B | 3 | 48 | Triode Section. | TB 11-6625-274-12/1 w/ C3
6BF6 | 6.3 | ET1-6020 | 0 | 0 | A | 2 | 40 | Diode #1. | TB 11-6625-274-12/1 w/ C3
6BF6 | 6.3 | ET1-5020 | 0 | 0 | A | 2 | 40 | Diode #2. | TB 11-6625-274-12/1 w/ C3
6BF7* | 6.3 | DW7-8050 | 22 | - | C | 3 | 31 | F basing. Triode #1. | TB 11-6625-274-12/1 w/ C3
6BF7* | 6.3 | DW2-1040 | 22 | - | C | 3 | 31 | F basing. Triode #2. | TB 11-6625-274-12/1 w/ C3
6BF11 | 6.3 | BS8-3490 | 31 | - | D | 3 | 33 | Pentode #1. Use Hickok Adapter Model 1704. Set adapter selectors to 4-3-2. | T.O. 33AA21-5-31G
6BF11 | 6.3 | BY3-7625 | 26 | - | B | 3 | 10 | Pentode #2. Use Hickok Adapter Model 1704. Set adapter selectors to 0-0-8. | T.O. 33AA21-5-31G
6BG6 | 6.3 | HS5-0830 | 18 | - | D | 3 | 30 | Cap connects to plate. | TB 11-6625-274-12/1 w/ C3
6BG7* | 6.3 | DW7-8050 | 22 | - | C | 3 | 31 | F basing. Triode #1. | TB 11-6625-274-12/1 w/ C3
6BG7* | 6.3 | DW2-1040 | 22 | - | C | 3 | 31 | F basing. Triode #2. | TB 11-6625-274-12/1 w/ C3
6BH6 | 6.3 | ET1-5627 | 15 | - | B | 3 | 50 |  | TB 11-6625-274-12/1 w/ C3
6BH8 | 6.3 | EV7-9860 | 8 | - | D | 3 | 30 | Pentode Section. | TB 11-6625-274-12/1 w/ C3
6BH8 | 6.3 | EV2-3010 | 29 | - | C | 3 | 42 | Triode Section. | TB 11-6625-274-12/1 w/ C3
6BH11 | 6.3 | BU8-2930 | 19 | - | C | 3 | 38 | Pentode section. Use Hickok adapter model 1704. Set adapter selectors to 2-3-4. | T.O. 33AA21-5-31P
6BH11 | 6.3 | BS6-7050 | 13 | - | D | 3 | 43 | Triode #1. Use Hickok adapter model 1704. Set adapter selectors to 0-0-2. | T.O. 33AA21-5-31P
6BH11 | 6.3 | BV4-3020 | 13 | - | D | 3 | 42 | Triode #2. Use Hickok adapter model 1704. Set adapter selectors to 0-0-5. | T.O. 33AA21-5-31P
6BJ6 | 6.3 | ET1-5627 | 0 | - | C | 3 | 48 |  | TB 11-6625-274-12/1 w/ C3
6BJ7 | 6.3 | EV0-8093 | 0 | 71 | A | 2 | 40 | Diode #1. | TB 11-6625-274-12/1 w/ C3
6BJ7 | 6.3 | EV0-6073 | 0 | 71 | A | 2 | 40 | Diode #2. | TB 11-6625-274-12/1 w/ C3
6BJ7 | 6.3 | EV0-2013 | 0 | 71 | A | 2 | 40 | Diode #3. | TB 11-6625-274-12/1 w/ C3
6BJ8 | 6.3 | EV8-7090 | 24 | - | C | 3 | 35 | Triode Section. | TB 11-6625-274-12/1 w/ C3
6BJ8 | 6.3 | EV0-6030 | 0 | 70 | A | 2 | 40 | Diode #1. | TB 11-6625-274-12/1 w/ C3
6BJ8 | 6.3 | EV0-1020 | 0 | 70 | A | 2 | 40 | Diode #2. | TB 11-6625-274-12/1 w/ C3
6BK4 | 6.3 | HS0-5010 | 0 | 70 | A | 2 | 17 |  | T.O. 33AA21-5-31M
6BK5 | 6.3 | EV3-1860 | 0 | - | D | 3 | 28 |  | TB 11-6625-274-12/1 w/ C3
6BK6 | 6.3 | ET1-7025 | 6 | - | B | 3 | 32 | Triode Section. | TB 11-6625-274-12/1 w/ C3
6BK6 | 6.3 | ET0-6025 | 0 | 40 | A | 2 | 40 | Diode #1. | TB 11-6625-274-12/1 w/ C3
6BK6 | 6.3 | ET0-5027 | 0 | 40 | A | 2 | 40 | Diode #2. | TB 11-6625-274-12/1 w/ C3
6BK7 | 6.3 | EV7-6089 | 8 | - | D | 3 | 43 | Triode #1. | TB 11-6625-274-12/1 w/ C3
6BK7 | 6.3 | EV2-1039 | 8 | - | D | 3 | 43 | Triode #2. | TB 11-6625-274-12/1 w/ C3
6BL4 | 6.3 | HY0-1030 | 0 | 69 | A | 7 | 40 |  | TB 11-6625-274-12/1 w/ C3
6BL7 | 6.3 | HY1-2030 | 24 | - | D | 3 | 25 | Triode #1. | TB 11-6625-274-12/1 w/ C3
6BL7 | 6.3 | HY4-5060 | 24 | - | D | 3 | 25 | Triode #2. | TB 11-6625-274-12/1 w/ C3
6BL8 | 6.3 | EV2-6371 | 19 | - | C | 3 | 34 | Pentode Section. | TB 11-6625-274-12/1 w/ C3
6BL8 | 6.3 | EV9-1086 | 34 | - | C | 3 | 36 | Triode Section. | TB 11-6625-274-12/1 w/ C3
6BM8 | 6.3 | EV3-6720 | 32 | - | C | 3 | 56 | Pentode Section. | TB 11-6625-274-12/1 w/ C3
6BM8 | 6.3 | EV1-9080 | 14 | - | B | 3 | 41 | Triode Section. | TB 11-6625-274-12/1 w/ C3
6BN4 | 6.3 | ET2-5010 | 15 | - | D | 3 | 34 |  | TB 11-6625-274-12/1 w/ C3
6BN4A | 6.3 | ET2-5010 | 20 | - | D | 3 | 32 |  | TB 11-6625-274-12/1 w/ C3
6BN5 | 6.3 | EV2-7930 | 30 | - | C | 3 | 50 | 49 = best seen. Short on 1, 2, 3, and 5. | DJN
6BN6 | 6.3 | ET2-7516 | 0 | - | B | 3 | 18 | Limiter grid. | TB 11-6625-274-12/1 w/ C3
6BN6 | 6.3 | ET6-7512 | 0 | - | B | 3 | 23 | Quadrature grid. | TB 11-6625-274-12/1 w/ C3
6BN8 | 6.3 | EV8-7090 | 15 | - | D | 3 | 13 | Triode Section. | TB 11-6625-274-12/1 w/ C3
6BN8 | 6.3 | EV0-6030 | 0 | 70 | A | 2 | 40 | Diode #1. | TB 11-6625-274-12/1 w/ C3
6BN8 | 6.3 | EV0-1020 | 0 | 70 | A | 2 | 40 | Diode #2. | TB 11-6625-274-12/1 w/ C3
6BQ5 | 6.3 | EV2-7930 | 30 | - | C | 3 | 50 | Short on 1, 2, 3, and 5. | T.O. 33AA21-5-31G
6BQ6 | 6.3 | HS5-0480 | 50 | - | C | 3 | 56 | Cap connects to plate. | TB 11-6625-274-12/1 w/ C3
6BQ7 | 6.3 | EV7-6080 | 17 | - | D | 3 | 26 | Triode #1. | TB 11-6625-274-12/1 w/ C3
6BQ7 | 6.3 | EV2-1030 | 17 | - | D | 3 | 26 | Triode #2. | TB 11-6625-274-12/1 w/ C3
6BQ7A | 6.3 | EV7-6089 | 14 | - | D | 3 | 32 | Triode #1. | TB 11-6625-274-12/1 w/ C3
6BQ7A | 6.3 | EV2-1039 | 14 | - | D | 3 | 32 | Triode #2. | TB 11-6625-274-12/1 w/ C3
6BR5 | 6.3 | EV1-9020 | 60 | - | D | 3 | - | Eye Open. | TB 11-6625-274-12/1 w/ C3
6RB5 | 6.3 | EV1-9020 | 10 | - | D | 3 | - | Eye Closed. | TB 11-6625-274-12/1 w/ C3
6BR7 | 6.3 | EV2-7839 | 28 | - | B | 3 | 26 |  | TB 11-6625-274-12/1 w/ C3
6BR8 | 6.3 | EV9-6780 | 15 | - | B | 3 | 57 | Pentode Section. | TB 11-6625-274-12/1 w/ C3
6BR8 | 6.3 | EV1-2030 | 16 | - | C | 3 | 57 | Triode Section. | TB 11-6625-274-12/1 w/ C3
6BS3 | 6.3 | EV0-2090 | 0 | 60 | A | 7 | 42 | Use Hickok Adapter Model 1704. Set adapter selectors to 0-0-0. | T.O. 33AA21-5-31P
6BS7 | 6.3 | EV0-7839 | 28 | - | B | 3 | 26 | Cap connects to grid. | TB 11-6625-274-12/1 w/ C3
6BS8 | 6.3 | EV7-6089 | 17 | - | D | 3 | 36 | Triode #1. | TB 11-6625-274-12/1 w/ C3
6BS8 | 6.3 | EV2-1039 | 17 | - | D | 3 | 36 | Triode #2. | TB 11-6625-274-12/1 w/ C3
6BT6 | 6.3 | ET1-7020 | 13 | - | B | 3 | 33 | Triode Section. | TB 11-6625-274-12/1 w/ C3
6BT6 | 6.3 | ET1-6020 | 0 | 40 | A | 2 | 40 | Diode #1. | TB 11-6625-274-12/1 w/ C3
6BT6 | 6.3 | ET1-5020 | 0 | 40 | A | 2 | 40 | Diode #2. | TB 11-6625-274-12/1 w/ C3
6BT8 | 6.3 | EV8-6790 | 11 | - | D | 3 | 28 | Pentode Section. | TB 11-6625-274-12/1 w/ C3
6BT8 | 6.3 | EV0-1030 | 0 | 50 | A | 2 | 40 | Diode #1. | TB 11-6625-274-12/1 w/ C3
6BT8 | 6.3 | EV0-2030 | 0 | 50 | A | 2 | 40 | Diode #2. | TB 11-6625-274-12/1 w/ C3
6BU6 | 6.3 | ET1-7020 | 34 | - | B | 3 | 38 | Triode Section. | TB 11-6625-274-12/1 w/ C3
6BU6 | 6.3 | ET1-6020 | 0 | 40 | A | 2 | 40 | Diode #1. | TB 11-6625-274-12/1 w/ C3
6BU6 | 6.3 | ET1-5020 | 0 | 40 | A | 2 | 40 | Diode #2. | TB 11-6625-274-12/1 w/ C3
6BU8 | 6.3 | EV7-8219 | 0 | - | B | 3 | 33 | Pentode #1. | TB 11-6625-274-12/1 w/ C3
6BU8 | 6.3 | EV7-3216 | 0 | - | B | 3 | 33 | Pentode #2. | TB 11-6625-274-12/1 w/ C3
6BV8 | 6.3 | EV2-3010 | 18 | - | D | 3 | 28 | Triode Section. | TB 11-6625-274-12/1 w/ C3
6BV8 | 6.3 | EV0-9070 | 0 | 70 | A | 2 | 40 | Diode #1. | TB 11-6625-274-12/1 w/ C3
6BV8 | 6.3 | EV0-6080 | 0 | 70 | A | 2 | 40 | Diode #2. | TB 11-6625-274-12/1 w/ C3
6BW4 | 6.3 | EV0-7091 | 0 | 15 | A | 7 | 40 | Plate #1. | TB 11-6625-274-12/1 w/ C3
6BW4 | 6.3 | EV0-1097 | 0 | 15 | A | 7 | 40 | Plate #2. | TB 11-6625-274-12/1 w/ C3
6BW6 | 6.3 | EV2-7839 | 21 | - | C | 3 | 46 | If short indication is obtained on positions 1,2,3, and 5 on shorts test, use the following selector settings: EV1-7839. All other settings remain the same. | T.O. 33AA21-5-31G
6BW8 | 6.3 | EV6-9870 | 15 | - | B | 3 | 57 | Pentode Section. | TB 11-6625-274-12/1 w/ C3
6BW8 | 6.3 | EV0-3020 | 0 | 70 | A | 2 | 40 | Diode #1. | TB 11-6625-274-12/1 w/ C3
6BW8 | 6.3 | EV0-1020 | 0 | 70 | A | 2 | 40 | Diode #2. | TB 11-6625-274-12/1 w/ C3
6BW11 | 6.3 | BU3-8927 | 10 | - | D | 3 | 30 | Pentode #1. Use Hickok Adapter Model 1704. Set adapter selectors to 2-3-4. | T.O. 33AA21-5-31P
6BW11 | 6.3 | BX3-5426 | 26 | - | b | 3 | 52 | Pentode #2. Use Hickok Adapter Model 1704. Set adapter selectors to 0-0-7. | T.O. 33AA21-5-31P
6BX6 | 6.3 | EV2-7819 | 13 | - | C | 3 | 38 |  | TB 11-6625-274-12/1 w/ C3
6BX7 | 6.3 | HY4-5062 | 33 | - | D | 3 | 38 | Triode #1. | TB 11-6625-274-12/1 w/ C3
6BX7 | 6.3 | HY1-2035 | 33 | - | D | 3 | 38 | Triode #2. | TB 11-6625-274-12/1 w/ C3
6BX8 | 6.3 | EV7-6089 | 24 | - | D | 3 | 25 | Triode #1. | TB 11-6625-274-12/1 w/ C3
6BX8 | 6.3 | EV2-1039 | 24 | - | D | 3 | 25 | Triode #2. | TB 11-6625-274-12/1 w/ C3
6BY5 | 6.3 | HS0-4010 | 0 | 50 | A | 7 | 40 | Plate #1. | TB 11-6625-274-12/1 w/ C3
6BY5 | 6.3 | HS0-5080 | 0 | 50 | A | 7 | 40 | Plate #2. | TB 11-6625-274-12/1 w/ C3
6BY6 | 6.3 | ET1-5627 | 21 | - | B | 3 | 30 | Grid #1. | TB 11-6625-274-12/1 w/ C3
6BY6 | 6.3 | ET7-5621 | 21 | - | B | # | 13 | Grid #3. | TB 11-6625-274-12/1 w/ C3
6BY7 | 6.3 | EV2-7819 | 14 | - | D | 3 | 23 |  | TB 11-6625-274-12/1 w/ C3
6BY8 | 6.3 | EV1-7892 | 16 | - | B | 3 | 58 | Pentode Section. | TB 11-6625-274-12/1 w/ C3
6BY8 | 6.3 | EV0-6030 | 0 | 70 | A | 2 | 40 | Diode Section. | TB 11-6625-274-12/1 w/ C3
6BZ6 | 6.3 | ET1-5627 | 20 | - | C | 3 | 32 |  | TB 11-6625-274-12/1 w/ C3
6BZ7 | 6.3 | EV7-6089 | 17 | - | D | 3 | 34 | Triode #1. | TB 11-6625-274-12/1 w/ C3
6BZ7 | 6.3 | EV2-1039 | 17 | - | D | 3 | 34 | Triode #2. | TB 11-6625-274-12/1 w/ C3
6BZ8 | 6.3 | EV7-6089 | 16 | - | D | 3 | 30 | Triode #1. | TB 11-6625-274-12/1 w/ C3
6BZ8 | 6.3 | EV2-1039 | 16 | - | D | 3 | 30 | Triode #2. | TB 11-6625-274-12/1 w/ C3
6C4 | 6.3 | ET6-1070 | 24 | - | B | 3 | 55 |  | TB 11-6625-274-12/1 w/ C3
6C5 | 6.3 | HS5-3080 | 21 | - | B | 3 | 50 |  | TB 11-6625-274-12/1 w/ C3
6C6 | 6.3 | GR0-2354 | 21 | - | B | 3 | 31 | Cap connects to grid. | TB 11-6625-274-12/1 w/ C3
6C7 | 6.3 | HR0-2060 | 29 | - | B | 3 | 31 | Triode Section. Cap connects to grid. | TB 11-6625-274-12/1 w/ C3
6C7 | 6.3 | HR0-5060 | 0 | 0 | A | 2 | 40 | Diode #1. | TB 11-6625-274-12/1 w/ C3
6C7 | 6.3 | HR0-4060 | 0 | 0 | A | 2 | 40 | Diode #2. | TB 11-6625-274-12/1 w/ C3
6C8 | 6.3 | HS5-6080 | 17 | - | B | 3 | 25 | Triode #1. | TB 11-6625-274-12/1 w/ C3
6C8 | 6.3 | HS0-3040 | 17 | - | B | 3 | 25 | Triode #2. Cap connects to grid. | TB 11-6625-274-12/1 w/ C3
6C10 | 6.3 | BT9-2040 | 12 | - | B | 3 | 32 | Triode #1. Use Hickok Adapter Model 1704. Set adapter selectors to 2-0-3. | T.O. 33AA21-5-31P
6C10 | 6.3 | BS7-5060 | 12 | - | B | 3 | 32 | Triode #2. Use Hickok Adapter Model 1704. Set adapter selectors to 0-0-2. | T.O. 33AA21-5-31P
6C10 | 6.3 | BV4-2030 | 12 | - | B | 3 | 32 | Triode #3. Use Hickok Adapter Model 1704. Set adapter selectors to 0-4-5. | T.O. 33AA21-5-31P
6CA4 | 6.3 | EV0-7030 | 0 | 59 | A | 7 | 40 | Plate #1. | TB 11-6625-274-12/1 w/ C3
6CA4 | 6.3 | EV0-1030 | 0 | 59 | A | 7 | 40 | Plate #2. | TB 11-6625-274-12/1 w/ C3
6CA5 | 6.3 | ET2-7610 | 25 | - | D | 3 | 30 |  | TB 11-6625-274-12/1 w/ C3
6CA7 | 6.3 | HS5-3481 | 25 | - | D | 3 | 30 |  | TB 11-6625-274-12/1 w/ C3
6CB5 | 6.3 | HS4-0130 | 39 | - | D | 3 | 35 | Cap =P. | TB 11-6625-274-12/1 w/ C3
6CB6 | 6.3 | ET1-5627 | 11 | - | D | 3 | 28 |  | TB 11-6625-274-12/1 w/ C3
6CD6 | 6.3 | HS5-0830 | 42 | - | D | 3 | 33 | Cap connects to plate. | TB 11-6625-274-12/1 w/ C3
6CD7 | 6.3 | HS4-5080 | See Note> | 100 | E | 4 | - | Connect a 1 megohm resistor from the plate jack to pin #3 of the large 7 pin socket. Connect another 1 megohm resistor from the plate jack to pin 6 of large 7 pin socket. Eye #1 closes at a bias of about 30. Eye #2 closes at a bias of about 55. | TB 11-6625-274-12/1 w/ C3
6CE5 | 6.3 | ET1-5620 | 11 | - | D | 3 | 28 |  | TB 11-6625-274-12/1 w/ C3
6CF6 | 6.3 | ET1-5627 | 11 | - | D | 3 | 28 |  | TB 11-6625-274-12/1 w/ C3
6CG7 | 6.3 | EV7-6089 | 23 | - | B | 3 | 50 | Triode #1. | TB 11-6625-274-12/1 w/ C3
6CG7 | 6.3 | EV2-1039 | 23 | - | B | 3 | 50 | Triode #2. | TB 11-6625-274-12/1 w/ C3
6CG8 | 6.3 | EV9-6780 | 9 | - | D | 3 | 23 | Pentode Section. | TB 11-6625-274-12/1 w/ C3
6CG8 | 6.3 | EV1-2030 | 15 | - | D | 3 | 23 | Triode Section. | TB 11-6625-274-12/1 w/ C3
6CH6 | 6.3 | EV2-7839 | 0 | - | D | 3 | 46 | If short indication is obtained on positions 2 and 3 on shorts test, use the following selector settings: EV2-7831. All other settings remain the same. | T.O. 33AA21-5-31M
6CH7 | 6.3 | EV7-6080 | 17 |  | D | 3 | 34 | Triode #1. | TB 11-6625-274-12/1 w/ C3
6CH7 | 6.3 | EV2-1030 | 17 | - | D | 3 | 34 | Triode #2. | TB 11-6625-274-12/1 w/ C3
6CH8 | 6.3 | EV7-2360 | 7 | - | D | 3 | 31 | Pentode Section. | TB 11-6625-274-12/1 w/ C3
6CH8 | 6.3 | EV8-9010 | 21 | - | C | 3 | 42 | Triode Section. | TB 11-6625-274-12/1 w/ C3
6CJ3 | 6.3 | EV0-2090 | 0 | 70 | A | 7 | 40 | Use Hickok Adapter Model 1704. Set adapter selectors to 0-0-0. | T.O. 33AA21-5-31P
6CJ6 | 6.3 | EV2-0731 | 54 | - | C | 3 | 58 | Cap connects to grid. | TB 11-6625-274-12/1 w/ C3
6CK4 | 6.3 | HS1-5080 | 56 | - | C | 3 | 50 |  | TB 11-6625-274-12/1 w/ C3
6CK6 | 6.3 | EV2-7136 | 5 | - | D | 3 | 50 |  | TB 11-6625-274-12/1 w/ C3
6CL5 | 6.3 | HS5-0160 | 53 | - | D | 3 | 30 | Cap connects to plate. | TB 11-6625-274-12/1 w/ C3
6CL6 | 6.3 | EV2-6317 | 10 | - | D | 3 | 30 |  | TB 11-6625-274-12/1 w/ C3
6CL8 | 6.3 | EV9-6780 | 8 | - | D | 3 | 20 | Tetrode section. | TB 11-6625-274-12/1 w/ C3
6CL8 | 6.3 | EV1-2030 | 12 | - | D | 3 | 35 | Triode Section. | TB 11-6625-274-12/1 w/ C3
6CM4 | 6.3 | EV2-1030 | 15 | - | D | 3 | 50 |  | TB 11-6625-274-12/1 w/ C3
6CM5 | 6.3 | HS5-0480 | 35 | - | D | 3 | 48 | Cap connects to plate. | TB 11-6625-274-12/1 w/ C3
6CM6 | 6.3 | EV3-9170 | 21 | - | C | 3 | 46 |  | TB 11-6625-274-12/1 w/ C3
6CM7 | 6.3 | EV7-6030 | 25 | - | B | 3 | 50 | Triode #1. | TB 11-6625-274-12/1 w/ C3
6CM7 | 6.3 | EV8-1090 | 22 | - | D | 3 | 22 | Triode #2. | TB 11-6625-274-12/1 w/ C3
6CM8 | 6.3 | EV2-6730 | 11 | - | D | 3 | 28 | Pentode Section. | TB 11-6625-274-12/1 w/ C3
6CM8 | 6.3 | EV9-1080 | 18 | - | B | 3 | 25 | Triode Section. | TB 11-6625-274-12/1 w/ C3
6CN6 | 6.3 | HS5-0481 | 0 | - | E | 3 | 32 | Cap connects to plate. | TB 11-6625-274-12/1 w/ C3
6CN7 | 6.3 | EV7-8060 | 11 | - | B | 3 | 30 | Triode Section. | TB 11-6625-274-12/1 w/ C3
6CN7 | 6.3 | EV0-2030 | 0 | 70 | A | 2 | 40 | Diode #1. | TB 11-6625-274-12/1 w/ C3
6CN7 | 6.3 | EV0-1030 | 0 | 70 | A | 2 | 40 | Diode #2. | TB 11-6625-274-12/1 w/ C3
6CQ4 | 6.3 | HY0-5030 | 0 | 38 | A | 7 | 50 |  | TB 11-6625-274-12/1 w/ C3
6CQ8 | 6.3 | EV2-6370 | 18 | - | C | 3 | 38 | Tetrode section. | TB 11-6625-274-12/1 w/ C3
6CQ8 | 6.3 | EV9-1080 | 22 | - | C | 3 | 44 | Triode Section. | TB 11-6625-274-12/1 w/ C3
6CR6 | 6.3 | ET7-5612 | 12 | - | B | 3 | 49 | Pentode Section. | TB 11-6625-274-12/1 w/ C3
6CR6 | 6.3 | ET0-2010 | 0 | 14 | A | 2 | 40 | Diode Section. | TB 11-6625-274-12/1 w/ C3
6CR8 | 6.3 | EV2-6783 | 18 | - | C | 3 | 31 | Pentode Section. | TB 11-6625-274-12/1 w/ C3
6CR8 | 6.3 | EV9-1080 | 18 | - | C | 3 | 50 | Triode Section. | TB 11-6625-274-12/1 w/ C3
6CS6 | 6.3 | ET1-5627 | 20 | - | B | # | 8 | Grid #1. | TB 11-6625-274-12/1 w/ C3
6CS6 | 6.3 | ET7-5621 | 0 | - | B | # | 12 | Grid #3. | TB 11-6625-274-12/1 w/ C3
6CS7 | 6.3 | EV7-6080 | 17 | - | C | 3 | 28 | Triode #1. | TB 11-6625-274-12/1 w/ C3
6CS7 | 6.3 | EV3-1090 | 28 | - | D | 3 | 23 | Triode #2. | TB 11-6625-274-12/1 w/ C3
6CU5 | 6.3 | ET2-7610 | 10 | - | D | # | 45 |  | TB 11-6625-274-12/1 w/ C3
6CU6 | 6.3 | HS5-0480 | 50 | - | C | 3 | 56 | Cap connects to plate. | TB 11-6625-274-12/1 w/ C3
6CU8 | 6.3 | EV7-2361 | 7 | - | D | 3 | 31 | Pentode Section. | TB 11-6625-274-12/1 w/ C3
6CU8 | 6.3 | EV8-9010 | 21 | - | C | 3 | 42 | Triode Section. | TB 11-6625-274-12/1 w/ C3
6CW4 | 6.3 | DR4-2080 | 16 | - | D | 3 | 44 | Use Hickok adapter Code No. 1050-127. | TB 11-6625-274-12/1 w/ C3
6CW5 | 6.3 | EV2-7930 | 9 | - | D | 3 | 50 | Short on 1, 2, 3, and 5. | T.O. 33AA21-5-31G
6CW7 | 6.3 | EV6-9010 | 25 | - | D | 3 | 30 | Triode #1. | TB 11-6625-274-12/1 w/ C3
6CW7 | 6.3 | EV2-3010 | 25 | - | D | 3 | 30 | Triode #2. | TB 11-6625-274-12/1 w/ C3
6CY5 | 6.3 | ET1-5620 | 11 | - | D | # | 25 |  | TB 11-6625-274-12/1 w/ C3
6CX8 | 6.3 | EV7-9800 | 11 | - | D | 3 | 31 | Pentode Section. | TB 11-6625-274-12/1 w/ C3
6CX8 | 6.3 | EV2-3010 | 26 | - | C | 3 | 25 | Triode Section. | TB 11-6625-274-12/1 w/ C3
6CY7 | 6.3 | EV7-6080 | 25 | - | B | 3 | 12 | Triode #1. | TB 11-6625-274-12/1 w/ C3
6CY7 | 6.3 | EV2-1090 | 65 | - | C | 3 | 50 | Triode #2. | TB 11-6625-274-12/1 w/ C3
6CZ5 | 6.3 | EV3-9170 | 15 | - | C | 3 | 60 |  | TB 11-6625-274-12/1 w/ C3
6D4 | 6.3 | ET1-7050 | See Note> | 62 | A | 7 | 40 | Should strike between settings 87 and 77 of the BIAS dial. | TB 11-6625-274-12/1 w/ C3
6D5 | 6.3 | HS5-3080 | 57 | - | B | 3 | 50 |  | TB 11-6625-274-12/1 w/ C3
6D6 | 6.3 | GR0-2354 | 21 | - | B | 3 | 40 | Cap connects to grid. | TB 11-6625-274-12/1 w/ C3
6D7 | 6.3 | HR0-2364 | 24 | - | B | 3 | 31 | Cap connects to grid. | TB 11-6625-274-12/1 w/ C3
6D8 | 6.3 | HS5-4683 | 45 | - | B | 3 | 31 | Cap connects to grid. | TB 11-6625-274-12/1 w/ C3
6D10 | 6.3 | BT9-2040 | 29 |  | B | 3 | 34 | Triode #1. Use Hickok Adapter Model 1704. Set adapter selectors to 2-0-3. | T.O. 33AA21-5-31P
6D10 | 6.3 | BS7-5060 | 29 |  | B | 3 | 34 | Triode #2. Use Hickok Adapter Model 1704. Set adapter selectors to 0-0-2. | T.O. 33AA21-5-31P
6D10 | 6.3 | BV4-2030 | 29 |  | B | 3 | 34 | Triode #3. Use Hickok Adapter Model 1704. Set adapter selectors to 0-4-5. | T.O. 33AA21-5-31P
6DA4 | 6.3 | HY0-5030 | 0 | 84 | A | 7 | 52 |  | TB 11-6625-274-12/1 w/ C3
6DA5 | 6.3 | EV1-5020 | See Note> | 100 | A | 4 | - | Connect a 1 megohm resistor from the plate jack to octal test socket pin #7. Vary bias to vary beam angle. | TB 11-6625-274-12/1 w/ C3
6DA6 | 6.3 | EV2-7839 | 15 | - | D | 3 | 16 |  | TB 11-6625-274-12/1 w/ C3
6DA7 | 6.3 | EV7-6080 | 23 | - | C | 3 | 32 | Triode #1. | TB 11-6625-274-12/1 w/ C3
6DA7 | 6.3 | EV3-1090 | 55 | - | D | 3 | 25 | Triode #2. | TB 11-6625-274-12/1 w/ C3
6DB5 | 6.3 | EV3-9120 | 10 | - | D | # | 45 |  | TB 11-6625-274-12/1 w/ C3
6DB6 | 6.3 | ET1-5627 | 16 | - | B | 3 | 38 | Grid #1. | TB 11-6625-274-12/1 w/ C3
6DB6 | 6.3 | ET7-5621 | 14 | - | B | # | 15 | Grid #3. | TB 11-6625-274-12/1 w/ C3
6DC6 | 6.3 | ET1-5627 | 11 | - | D | 3 | 23 |  | TB 11-6625-274-12/1 w/ C3
6DC8 | 6.3 | EV2-6139 | 22 | - | C | 3 | 34 | Pentode Section. | TB 11-6625-274-12/1 w/ C3
6DC8 | 6.3 | EV0-8030 | 0 | 13 | A | 2 | 28 | Diode #1. | TB 11-6625-274-12/1 w/ C3
6DC8 | 6.3 | EV0-7030 | 0 | 13 | A | 2 | 28 | Diode #2. | TB 11-6625-274-12/1 w/ C3
6DE4 | 6.3 | HY0-5030 | 0 | 38 | A | 7 | 50 |  | TB 11-6625-274-12/1 w/ C3
6DE6 | 6.3 | ET1-5627 | 11 | - | D | 3 | 28 |  | TB 11-6625-274-12/1 w/ C3
6DE7 | 6.3 | EV7-6080 | 31 | - | B | 3 | 51 | Triode #1. | TB 11-6625-274-12/1 w/ C3
6DE7 | 6.3 | EV2-1090 | 54 | - | D | 3 | 33 | Triode #2. | TB 11-6625-274-12/1 w/ C3
6D?? | 6.3 | HS5-3480 | 10 | - | D | # | 40 |  | TB 11-6625-274-12/1 w/ C3
6DG7 | 6.3 | EV2-7839 | 9 | - | C | 3 | 41 |  | TB 11-6625-274-12/1 w/ C3
6DJ8 | 6.3 | EV7-6080 | 20 | - | D | 3 | 62 | Triode #1. | TB 11-6625-274-12/1 w/ C3
6DJ8 | 6.3 | EV2-1030 | 20 | - | D | 3 | 62 | Triode #2. | TB 11-6625-274-12/1 w/ C3
6DK6 | 6.3 | ET1-5627 | 8 | - | D | 3 | 33 |  | TB 11-6625-274-12/1 w/ C3
6DL5 | 6.3 | ET1-5620 | 12 | - | C | 3 | 53 |  | TB 11-6625-274-12/1 w/ C3
6DM4 | 6.3 | HY0-5030 | 0 | 38 | A | 7 | 50 |  | TB 11-6625-274-12/1 w/ C3
6DN6 | 6.3 | HS5-0830 | 28 | - | D | # | 45 | Cap connects to plate. | TB 11-6625-274-12/1 w/ C3
6DN7 | 6.3 | HY4-5060 | 31 | - | B | 3 | 40 | Triode #1. | TB 11-6625-274-12/1 w/ C3
6DN7 | 6.3 | HY1-2030 | 26 | - | D | 3 | 40 | Triode #2. | TB 11-6625-274-12/1 w/ C3
6DQ5 | 6.3 | HS1-0430 | 53 | - | D | 3 | 34 | Cap is the plate. | TB 11-6625-274-12/1 w/ C3
6DQ6 | 6.3 | HS5-0480 | 36 | - | D | 3 | 30 | Cap connects to plate | TB 11-6625-274-12/1 w/ C3
6DQ6B | 6.3 | HS5-0480 | 36 | - | D | 3 | 30 | Cap connects to plate | T.O. 33AA21-5-31G
6DR7 | 6.3 | EV7-6080 | 22 | - | B | 3 | 20 | Triode #1. | TB 11-6625-274-12/1 w/ C3
6DR7 | 6.3 | EV2-1090 | 54 | - | D | 3 | 31 | Triode #2. | TB 11-6625-274-12/1 w/ C3
6DS5 | 6.3 | ET1-5620 | 16 | - | D | 3 | 30 |  | TB 11-6625-274-12/1 w/ C3
6DT5 | 6.3 | EV3-9170 | 31 | - | C | 3 | 60 |  | TB 11-6625-274-12/1 w/ C3
6DT6 | 6.3 | ET1-5627 | 22 | - | B | 3 | 15 | Grid #1. | TB 11-6625-274-12/1 w/ C3
6DT6 | 6.3 | ET7-5621 | 0 | - | B | # | 10 | Grid #3. | TB 11-6625-274-12/1 w/ C3
6DT8 | 6.3 | EV7-6089 | 10 | - | C | 3 | 50 | Triode #1. | TB 11-6625-274-12/1 w/ C3
6DT8 | 6.3 | EV2-1039 | 10 | - | C | 3 | 50 | Triode #2. | TB 11-6625-274-12/1 w/ C3
6DW4 | 6.3 | EV0-2090 | 0 | 66 | A | 7 | 40 | Use Hickok Adapter Model 1704. Set adapter selectors to 0-0-0. | T.O. 33AA21-5-31P
6DW5 | 6.3 | EV3-9170 | 50 | - | C | 3 | 56 |  | TB 11-6625-274-12/1 w/ C3
6DX8 | 6.3 | EV8-6970 | 10 | - | D | 3 | 47 | Pentode Section. | TB 11-6625-274-12/1 w/ C3
6DX8 | 6.3 | EV1-2030 | 26 | - | B | 3 | 50 | Triode Section. | TB 11-6625-274-12/1 w/ C3
6DZ7 | 6.3 | HS5-6480 | 11 | - | D | 3 | 49 | Pentode #1. Connect negative (-) terminal of 30 volt battery to pin #1 of loctal socket (count counterclockwise). Connnnect positive (+) terminal of 30 volt battery to pin #8 of loctal socket for each test.CAUTION:Disconnect battery before changing selector switch positions! | TB 11-6625-274-12/1 w/ C3
6DZ7 | 6.3 | HS1-3480 | 11 | - | D | 3 | 49 | Pentode #2. Connect negative (-) terminal of 30 volt battery to pin #5 of loctal socket ( count counter clockwise). Connnnect positive (+)terminal of 30 volt battery to pin #8 of loctal socket for each test.CAUTION:Disconnect battery before changing selector switch positions! | TB 11-6625-274-12/1 w/ C3
6E5 | 6.3 | GR5-4030 | 0 | 100 | A | 3 | - | Eye Open. | TB 11-6625-274-12/1 w/ C3
6E5 | 6.3 | GR5-4230 | 0 | 100 | A | 3 | - | Eye Closed. | TB 11-6625-274-12/1 w/ C3
6E6 | 6.3 | HR5-6040 | 54 | - | B | 3 | 35 | Triode #1. | TB 11-6625-274-12/1 w/ C3
6E6 | 6.3 | HR3-2040 | 54 | - | B | 3 | 35 | Triode #2. | TB 11-6625-274-12/1 w/ C3
6E7 | 6.3 | HR0-2364 | 24 | - | B | 3 | 38 | Cap connects to grid. | TB 11-6625-274-12/1 w/ C3
6EA5 | 6.3 | ET1-5020 | 10 | - | D | 3 | 26 |  | TB 11-6625-274-12/1 w/ C3
6EA7 | 6.3 | JX4-5060 | 10 | - | B | 3 | 39 | Triode #1. | TB 11-6625-274-12/1 w/ C3
6EA7 | 6.3 | JX1-2030 | 56 | - | D | 3 | 33 | Triode #2. | TB 11-6625-274-12/1 w/ C3
6EA8 | 6.3 | EV2-6370 | 0 | - | D | 3 | 28 | Pentode Section. | TB 11-6625-274-12/1 w/ C3
6EA8 | 6.3 | EV9-1080 | 10 | - | D | 3 | 46 | Triode Section. | TB 11-6625-274-12/1 w/ C3
6EB5 | 6.3 | ET0-2056 | 0 | 21 | A | 2 | 40 | Diode #1. | TB 11-6625-274-12/1 w/ C3
6EB5 | 6.3 | ET0-7016 | 0 | 21 | A | 2 | 40 | Diode #2. | TB 11-6625-274-12/1 w/ C3
6EB8 | 6.3 | EV7-9860 | 0 | - | D | 3 | 46 | Pentode Section. | TB 11-6625-274-12/1 w/ C3
6EB8 | 6.3 | EV2-3010 | 19 | - | B | 3 | 38 | Triode Section. | TB 11-6625-274-12/1 w/ C3
6EH4 | 6.3 | BS0-6050 | 0 | 70 | A | 2 | 17 | Cap=G. Use Hickok Adapter Model 1704. Set adapter selectors to 0-0-2. | T.O. 33AA21-5-31P
6EH5 | 6.3 | ET2-7610 | 31 | - | C | 3 | 50 |  | TB 11-6625-274-12/1 w/ C3
6EH7 | 6.3 | EV2-7819 | 10 | - | D | 3 | 65 |  | TB 11-6625-274-12/1 w/ C3
6EH8 | 6.3 | EV7-9860 | 22 | - | B | 3 | 53 | Pentode Section. | TB 11-6625-274-12/1 w/ C3
6EH8 | 6.3 | EV2-3010 | 24 | - | C | 3 | 51 | Triode Section. | TB 11-6625-274-12/1 w/ C3
6EJ7 | 6.3 | EV2-7819 | 10 | - | D | 3 | 39 |  | TB 11-6625-274-12/1 w/ C3
6EM5 | 6.3 | EV3-9170 | 23 | - | D | 3 | 25 |  | TB 11-6625-274-12/1 w/ C3
6EM7 | 6.3 | HY4-5060 | 20 | - | B | 3 | 25 | Triode #1. | TB 11-6625-274-12/1 w/ C3
6EM7 | 6.3 | HY1-2030 | 60 | - | D | 3 | 35 | Triode #2. | TB 11-6625-274-12/1 w/ C3
6EQ7 | 6.3 | EV2-7631 | 29 | - | B | 3 | 27 | Pentode Section. | TB 11-6625-274-12/1 w/ C3
6EQ7 | 6.3 | EV0-8030 | 0 | 0 | A | 2 | 34 | Diode Section. | TB 11-6625-274-12/1 w/ C3
6ER5 | 6.3 | ET2-5010 | 12 | - | D | 3 | 35 |  | DJN
6ES5 | 6.3 | ET2-5010 | 12 | - | D | 3 | 35 |  | TB 11-6625-274-12/1 w/ C3
6ES8 | 6.3 | EV7-6080 | 20 | - | D | 3 | 50 | Triode #1. | TB 11-6625-274-12/1 w/ C3
6ES8 | 6.3 | EV2-1030 | 20 | - | D | 3 | 50 | Triode #2. | TB 11-6625-274-12/1 w/ C3
6ET7 | 6.3 | EV7-9860 | 10 | - | D | 3 | 38 | Pentode Section. | TB 11-6625-274-12/1 w/ C3
6ET7 | 6.3 | EV0-3010 | 0 | 0 | A | 2 | 20 | Diode #1. | TB 11-6625-274-12/1 w/ C3
6ET7 | 6.3 | EV0-2010 | 0 | 0 | A | 2 | 20 | Diode #2. | TB 11-6625-274-12/1 w/ C3
6EU7 | 6.3 | BS8-7090 | 12 | - | B | 3 | 32 | Triode #1. | TB 11-6625-274-12/1 w/ C3
6EU7 | 6.3 | BS5-6040 | 12 | - | B | 3 | 32 | Triode #2. | TB 11-6625-274-12/1 w/ C3
6EU8 | 6.3 | EV7-1980 | 0 | - | D | 3 | 28 | Pentode Section. | TB 11-6625-274-12/1 w/ C3
6EU8 | 6.3 | EV2-3060 | 10 | - | D | 3 | 46 | Triode Section. | TB 11-6625-274-12/1 w/ C3
6EV5 | 6.3 | ET1-5620 | 10 | - | D | 3 | 43 |  | TB 11-6625-274-12/1 w/ C3
6EV7 | 6.3 | EV7-6080 | 10 | - | C | 3 | 43 | Triode #1. | TB 11-6625-274-12/1 w/ C3
6EV7 | 6.3 | EV2-1030 | 10 | - | C | 3 | 43 | Triode #2. | TB 11-6625-274-12/1 w/ C3
6EW6 | 6.3 | ET1-5627 | 26 | - | B | 3 | 52 |  | TB 11-6625-274-12/1 w/ C3
6EW7 | 6.3 | EV7-6080 | 37 | - | B | 3 | 26 | Triode #1. | TB 11-6625-274-12/1 w/ C3
6EW7 | 6.3 | EV2-1090 | 54 | - | D | 3 | 38 | Triode #2. | TB 11-6625-274-12/1 w/ C3
6EX6 | 6.3 | HS5-0830 | 49 | - | D | 3 | 39 | Cap connects to plate. Tubes showing shorts: Retest using HS5-0130 | TB 11-6625-274-12/1 w/ C3
6EY6 | 6.3 | HS5-3480 | 33 | - | C | 3 | 55 |  | TB 11-6625-274-12/1 w/ C3
6EZ5 | 6.3 | HS5-3480 | 48 | - | B | 3 | 50 |  | TB 11-6625-274-12/1 w/ C3
6EZ8 | 6.3 | FU9-8000 | 36 | - | B | 3 | 34 | Triode #1. | TB 11-6625-274-12/1 w/ C3
6EZ8 | 6.3 | FU7-6000 | 36 | - | B | 3 | 34 | Triode #2. | TB 11-6625-274-12/1 w/ C3
6EZ8 | 6.3 | FU2-3010 | 29 | - | B | 3 | 34 | Triode #3. | TB 11-6625-274-12/1 w/ C3
6F4 | 6.3 | GR2-3070 | 30 | - | D | 3 | 30 |  | TB 11-6625-274-12/1 w/ C3
6F5 | 6.3 | HS0-4081 | 12 | - | B | 3 | 25 | Cap connects to grid. | TB 11-6625-274-12/1 w/ C3
6F6 | 6.3 | HS5-3481 | 29 | - | B | 3 | 50 |  | TB 11-6625-274-12/1 w/ C3
6F7 | 6.3 | HR0-2365 | 28 | - | B | 3 | 28 | Pentode Section. Cap connects to grid. | TB 11-6625-274-12/1 w/ C3
6F7 | 6.3 | HR5-4362 | 28 | - | B | 3 | 13 | Triode Section. | TB 11-6625-274-12/1 w/ C3
6F8 | 6.3 | HS5-6080 | 23 | - | B | 3 | 50 | Triode #1. | TB 11-6625-274-12/1 w/ C3
6F8 | 6.3 | HS0-3040 | 23 | - | B | 3 | 50 | Triode #2. Cap connects to grid. | TB 11-6625-274-12/1 w/ C3
6FA7 | 6.3 | EV7-9861 | 17 | - | B | 3 | 30 | Tetrode #1. | TB 11-6625-274-12/1 w/ C3
6FA7 | 6.3 | EV7-1869 | 17 | - | B | 3 | 30 | Tetrode #2. | TB 11-6625-274-12/1 w/ C3
6FA7 | 6.3 | EV9-3061 | 0 | 0 | A | 2 | 22 | Diode Section. | TB 11-6625-274-12/1 w/ C3
6FD6 | 6.3 | ET1-6572 | 20 | 20 | A | 2 | 44 | Make no gas test. | TB 11-6625-274-12/1 w/ C3
6FE5 | 6.3 | HS5-3480 | 45 | - | D | 3 | 33 |  | TB 11-6625-274-12/1 w/ C3
6FG5 | 6.3 | ET1-5670 | 10 | - | C | 3 | 46 |  | TB 11-6625-274-12/1 w/ C3
6FG6 | 6.3 | EV1-6730 | 100 | - | A | 3 | - | Vary bias to open and close eye | DJN
6FG7 | 6.3 | EV9-6780 | 19 | - | C | 3 | 36 | Pentode Section. | TB 11-6625-274-12/1 w/ C3
6FG7 | 6.3 | EV1-2030 | 29 | - | C | 3 | 35 | Triode Section. | TB 11-6625-274-12/1 w/ C3
6FH5 | 6.3 | ET2-5070 | 13 | - | D | 3 | 40 |  | TB 11-6625-274-12/1 w/ C3
6FH6 | 6.3 | HS5-0480 | 36 | - | 3 | 3 | 30 |  | TB 11-6625-274-12/1 w/ C3
6FH8 | 6.3 | FU6-9700 | 28 | - | C | 3 | 31 | Tetrode plate #1. | TB 11-6625-274-12/1 w/ C3
6FH8 | 6.3 | FU6-8700 | 23 | - | B | 3 | 31 | Tetrode plate #2. | TB 11-6625-274-12/1 w/ C3
6FH8 | 6.3 | FU6-1700 | 23 | - | B | 3 | 31` | Tetrode plate #3. | TB 11-6625-274-12/1 w/ C3
6FH8 | 6.3 | FU6-3000 | 32 | - | D | 3 | 29 | Triode Section. | TB 11-6625-274-12/1 w/ C3
6FM8 | 6.3 | EV8-9070 | 11 | - | B | 3 | 30 | Triode Section. | TB 11-6625-274-12/1 w/ C3
6FM8 | 6.3 | EV0-6010 | 0 | 70 | A | 2 | 40 | Diode #1. | TB 11-6625-274-12/1 w/ C3
6FM8 | 6.3 | EV0-2030 | 0 | 70 | A | 2 | 40 | Diode #2. | TB 11-6625-274-12/1 w/ C3
6FQ5 | 6.3 | ET2-5070 | 15 | - | D | 3 | 42 |  | TB 11-6625-274-12/1 w/ C3
6FQ5A | 6.3 | ET2-5070 | 15 | - | D | 3 | 50 |  | TB 11-6625-274-12/1 w/ C3
6FQ7 | 6.3 | EV7-6080 | 23 | - | B | 3 | 50 | Triode #1. | TB 11-6625-274-12/1 w/ C3
6FQ7 | 6.3 | EV2-1030 | 23 | - | B | 3 | 50 | Triode #2. | TB 11-6625-274-12/1 w/ C3
6FS5 | 6.3 | ET1-5670 | 10 | - | D | 3 | 30 |  | TB 11-6625-274-12/1 w/ C3
6FV6 | 6.3 | ET1-5672 | 22 | - | C | 3 | 40 |  | TB 11-6625-274-12/1 w/ C3
6FV8 | 6.3 | EV9-6780 | 10 | - | C | 3 | 50 | Pentode Section. | TB 11-6625-274-12/1 w/ C3
6FV8 | 6.3 | EV1-2030 | 16 | - | D | 3 | 38 | Triode Section. | TB 11-6625-274-12/1 w/ C3
6FW5 | 6.3 | HS1-5830 | 48 | - | D | 3 | 57 |  | TB 11-6625-274-12/1 w/ C3
6FW8 | 6.3 | EV7-6080 | 20 | - | D | 3 | 57 | Triode #1. | TB 11-6625-274-12/1 w/ C3
6FW8 | 6.3 | EV2-1030 | 20 | - | D | 3 | 57 | Triode #2. | TB 11-6625-274-12/1 w/ C3
6FY5 | 6.3 | ET2-5016 | 14 | - | D | 3 | 50 |  | TB 11-6625-274-12/1 w/ C3
6FY8 | 6.3 | EV1-9080 | 30 | - | B | 3 | 23 | Triode Section. | TB 11-6625-274-12/1 w/ C3
6G5 | 6.3 | GR5-4030 | 0 | 100 | A | 3 | - | Eye Open. | TB 11-6625-274-12/1 w/ C3
6G5 | 6.3 | GR5-4230 | 0 | 100 | A | 3 | - | Eye Closed. | TB 11-6625-274-12/1 w/ C3
6G6 | 6.3 | HS5-3480 | 23 | - | B | 3 | 53 |  | TB 11-6625-274-12/1 w/ C3
6G7S | 6.3 | HR0-2354 | 86 | - | B | 3 | 38 | Pentode Section. Cap connects to grid. | TB 11-6625-274-12/1 w/ C3
6G7S | 6.3 | HR0-4080 | 0 | 62 | A | 2 | 40 | Diode #1. | TB 11-6625-274-12/1 w/ C3
6G7S | 6.3 | HR0-6030 | 0 | 62 | A | 2 | 40 | Diode #2. | TB 11-6625-274-12/1 w/ C3
6GC5 | 6.3 | EV6-9170 | 10 | - | D | # | 45 |  | TB 11-6625-274-12/1 w/ C3
6GE5 | 6.3 | BV4-7230 | 36 | - | D | 3 | 30 | Use Hickok Adapter Model 1704. Set adapter selectors to 3-4-5. | T.O. 33AA21-5-31P
6GE8 | 6.3 | EV8-9170 | 27 | - | B | 3 | 29 | Pentode Section. | TB 11-6625-274-12/1 w/ C3
6GE8 | 6.3 | EV3-6020 | 65 | - | C | 3 | 56 | Triode Section. | TB 11-6625-274-12/1 w/ C3
6GH8 | 6.3 | EV2-6370 | 19 | - | C | 3 | 38 | Pentode Section. | TB 11-6625-274-12/1 w/ C3
6GH8 | 6.3 | EV9-1080 | 13 | - | D | 3 | 42 | Triode Section. | TB 11-6625-274-12/1 w/ C3
6GJ7 | 6.3 | EV2-6710 | 25 | - | B | 3 | 60 | Pentode Section. | T.O. 33AA21-5-31P
6GJ7 | 6.3 | EV9-8030 | 40 | - | B | 3 | 44 | Triode Section. | T.O. 33AA21-5-31P
6GK5 | 6.3 | ET2-5076 | 30 | - | C | 3 | 38 |  | TB 11-6625-274-12/1 w/ C3
6GK6 | 6.3 | EV2-7813 | 10 | - | D | 3 | 47 |  | TB 11-6625-274-12/1 w/ C3
6GL7 | 6.3 | HY4-5060 | 20 | - | B | 3 | 25 | Triode #1. | DJN
6GL7 | 6.3 | HY1-2030 | 60 | - | D | 3 | 35 | Triode #2. | DJN
6GM5 | 6.3 | EV6-9170 | 10 | - | D | 3 | 36 |  | TB 11-6625-274-12/1 w/ C3
6GM6 | 6.3 | ET1-5627 | 10 | - | D | 3 | 38 |  | TB 11-6625-274-12/1 w/ C3
6GM8 | 6.3 | EV7-6080 | 30 | 0 | A | 2 | 32 | Triode #1. Make no gas test. | TB 11-6625-274-12/1 w/ C3
6GM8 | 6.3 | EV2-1030 | 30 | 0 | A | 2 | 32 | Triode #2. Make no gas test. | TB 11-6625-274-12/1 w/ C3
6GN8 | 6.3 | EV7-9860 | 10 | - | D | 3 | 42 | Pentode Section. | TB 11-6625-274-12/1 w/ C3
6GN8 | 6.3 | EV2-3010 | 20 | - | B | 3 | 38 | Triode Section. | TB 11-6625-274-12/1 w/ C3
6GS8 | 6.3 | EV7-8219 | 0 | - | B | 3 | 28 | Pentode #1. | TB 11-6625-274-12/1 w/ C3
6GS8 | 6.3 | EV7-3216 | 0 | - | B | 3 | 28 | Pentode #2. | TB 11-6625-274-12/1 w/ C3
6GV5 | 6.3 | BU9-0320 | 36 | - | D | 3 | 30 | Cap=Plate. Use Hickok Adapter Model 1704. Set adapter selectors to 2-3-4. | T.O. 33AA21-5-31P
6GW6 | 6.3 | HS5-0480 | 34 | - | D | # | 38 | Cap connects to plate. | TB 11-6625-274-12/1 w/ C3
6GW8 | 6.3 | EV8-6370 | 32 | - | C | 3 | See Note> | Best seen = 72. | DJN
6GW8 | 6.3 | EV1-9020 | 14 | - | B | 3 | See Note> | Best seen = 60. | DJN
6GX6 | 6.3 | ET1-5627 | 27 | - | B | 3 | 21 |  | TB 11-6625-274-12/1 w/ C3
6GY6 | 6.3 | ET1-5627 | 28 | - | B | 3 | 20 |  | TB 11-6625-274-12/1 w/ C3
6GY8 | OFF | EV0-6070 | - | - | - | - | - | Short Test Only! | TB 11-6625-274-12/1 w/ C3
6GY8 | OFF | FU3-9080 | - | - | - | - | - | Short Test Only! | TB 11-6625-274-12/1 w/ C3
6GY8 | 6.3 | EV0-6070 | 0 | 55 | A | 2 | 40 | Triode #1. Short on 3. | TB 11-6625-274-12/1 w/ C3
6GY8 | 6.3 | FU3-9080 | 30 | - | B | 3 | 27 | Triode #2. Short on 3. | TB 11-6625-274-12/1 w/ C3
6GY8 | 6.3 | FU1-2000 | 37 | - | B | 3 | 27 | Triode #3. No short. | TB 11-6625-274-12/1 w/ C3
6H4 | 6.3 | HS0-4080 | 0 | 62 | A | 2 | 32 | Diode | TB 11-6625-274-12/1 w/ C3
6H5 | 6.3 | GR5-4030 | 0 | 100 | A | 3 | - | Eye Open. | TB 11-6625-274-12/1 w/ C3
6H5 | 6.3 | GR5-4230 | 0 | 100 | A | 3 | - | Eye Closed. | TB 11-6625-274-12/1 w/ C3
6H6 | 6.3 | HS0-5080 | 0 | 63 | A | 2 | 40 | Diode #1. | TB 11-6625-274-12/1 w/ C3
6H6 | 6.3 | HS0-3040 | 0 | 63 | A | 2 | 40 | Diode #2. | TB 11-6625-274-12/1 w/ C3
6H7M | 6.3 | HS5-3486 | 29 | - | B | 3 | 50 | Pentode Section. | TB 11-6625-274-12/1 w/ C3
6H7M | 6.3 | HS0-6083 | 0 | - | B | 3 | 4 | Triode Section. Cap connects to grid. | TB 11-6625-274-12/1 w/ C3
6HA5 | 6.3 | ET1-5076 | 30 | - | B | 3 | 60 |  | T.O. 33AA21-5-31P
6HB6 | 6.3 | EV2-7819 | 10 | - | E | 3 | 38 |  | TB 11-6625-274-12/1 w/ C3
6HF8 | 6.3 | EV7-9860 | 10 | - | D | 3 | 35 | Pentode Section. | TB 11-6625-274-12/1 w/ C3
6HF8 | 6.3 | EV2-3010 | 30 | - | B | 3 | 25 | Triode Section | TB 11-6625-274-12/1 w/ C3
6HJ8 | 6.3 | EV2-6319 | 21 | - | C | 3 | 34 | Pentode Section. | TB 11-6625-274-12/1 w/ C3
6HJ8 | 6.3 | EV0-8070 | 0 | 55 | A | 2 | 32 | Diode Section. | TB 11-6625-274-12/1 w/ C3
6HM5 | 6.3 | ET1-5076 | 30 | - | B | 3 | 60 |  | T.O. 33AA21-5-31P
6HQ5 | 6.3 | ET1-5076 | 30 | - | B | 3 | 54 |  | T.O. 33AA21-5-31P
6HR6 | 6.3 | ET1-5672 | 16 | - | C | 3 | 36 | Best seen = 72. | DJN
6HS6 | 6.3 | ET1-5627 | 11 | - | D | 3 | 28 | Best seen = 40. | DJN
6HS8 | 6.3 | EV7-8219 | 10 | - | B | 3 | 20 | Pentode #1. | TB 11-6625-274-12/1 w/ C3
6HS8 | 6.3 | EV7-3216 | 10 | - | B | 3 | 20 | Pentode #2. | TB 11-6625-274-12/1 w/ C3
6HZ6 | 6.3 | ET1-5627 | 16 | - | B | 3 | 40 |  | DJN
6J4 | 6.3 | ET1-7020 | 15 | - | D | 3 | 45 | Gas test not reliable. Do not perform. | TB 11-6625-274-12/1 w/ C3
6J5 | 6.3 | HS5-3080 | 23 | - | B | 3 | 50 |  | TB 11-6625-274-12/1 w/ C3
6J6 | 6.3 | ET5-2070 | 15 | - | D | 3 | 23 | Triode #1. | TB 11-6625-274-12/1 w/ C3
6J6 | 6.3 | ET6-1070 | 15 | - | D | 3 | 23 | Triode #2. | TB 11-6625-274-12/1 w/ C3
6J7 | 6.3 | HS0-3485 | 22 | - | B | 3 | 31 | Cap connects to grid #1. | TB 11-6625-274-12/1 w/ C3
6J8 | 6.3 | HS5-3486 | 18 | - | B | 3 | 25 | Heptode Section. Cap connects to grid. | TB 11-6625-274-12/1 w/ C3
6J8 | 6.3 | HS5-6483 | 30 | - | B | 3 | 13 | Triode Section. | TB 11-6625-274-12/1 w/ C3
6J11 | 6.3 | BU3-9782 | 26 | - | B | 3 | 52 | Pentode #1. Use Hickok Adapter Model 1704. Set adapter selectors to 2-3-4. | T.O. 33AA21-5-31P
6J11 | 6.3 | BX5-3264 | 26 | - | B | 3 | 52 | Pentode #2. Use Hickok Adapter Model 1704. Set adapter selectors to 0-0-7. | T.O. 33AA21-5-31P
6JB6 | 6.3 | EV2-0138 | 34 | - | D | # | 38 | Cap=Plate. Use Hickok Adapter Model 1704. Set adapter selectors to 0-0-0. | T.O. 33AA21-5-31P
6JC6 | 6.3 | EV2-7819 | 25 | - | C | 3 | 32 | Best seen = 65. | DJN
6JD6 | 6.3 | EV2-7819 | 25 | - | C | 3 | 32 | Best seen = 65. | DJN
6JE6 | 6.3 | EV2-0738 | 53 | - | D | 3 | 34 | Cap=Plate. Use Hickok Adapter Model 1704. Set adapter selectors to 0-0-0. | T.O. 33AA21-5-31K
6JF6 | 6.3 | EV2-0138 | 55 | - | D | # | 45 | Cap=Plate. Use Hickok Adapter Model 1704. Set adapter selectors to 0-0-0. | T.O. 33AA21-5-31P
6JM6 | 6.3 | BW5-0324 | 48 | - | D | 3 | 32 | Cap=Plate. Use Hickok Adapter Model 1704. Set adapter selectors to 4-0-6. | T.O. 33AA21-5-31P
6JN6 | 6.3 | BW5-7324 | 48 | - | D | 3 | 32 | Use Hickok Adapter Model 1704. Set adapter selectors to 0-5-6. | T.O. 33AA21-5-31P
6JS6 | 6.3 | BW5-0324 | 82 | - | C | 3 | 52 | Cap=Plate. Use Hickok Adapter Model 1704. Set adapter selectors to 0-0-6. | T.O. 33AA21-5-31P
6JU8 | 6.3 | EV0-8090 | 0 | 70 | A | 2 | 40 | Diode #1. | T.O. 33AA21-5-31P
6JU8 | 6.3 | EV0-7080 | 0 | 70 | A | 2 | 40 | Diode #2. | T.O. 33AA21-5-31P
6JU8 | 6.3 | EV0-2030 | 0 | 70 | A | 2 | 40 | Diode #3. | T.O. 33AA21-5-31P
6JU8 | 6.3 | EV0-1020 | 0 | 70 | A | 2 | 40 | Diode #4. | T.O. 33AA21-5-31P
6JV8 | 6.3 | EV7-9863 | 14 | - | D | 3 | 38 | Pentode Section. | DJN
6JV8 | 6.3 | EV2-3019 | 9 | - | D | 3 | 20 | Triode Section. | DJN
6K4* | 6.3 | DU2-1050 | 31 | - | D | 3 | 16 | C basing. | TB 11-6625-274-12/1 w/ C3
6K5 | 6.3 | HS0-3080 | 21 | - | B | 3 | 25 | Cap connects to grid. | TB 11-6625-274-12/1 w/ C3
6K6 | 6.3 | HS5-3480 | 34 | - | B | 3 | 40 |  | TB 11-6625-274-12/1 w/ C3
6K7 | 6.3 | HS0-3485 | 19 | - | B | 3 | 36 | Cap connects to grid. | TB 11-6625-274-12/1 w/ C3
6K8 | 6.3 | HS5-3486 | 11 | - | B | 3 | 25 | Hexode Section. Cap connects to grid. | TB 11-6625-274-12/1 w/ C3
6K8 | 6.3 | HS5-6483 | 0 | - | C | 3 | 30 | Triode Section. | TB 11-6625-274-12/1 w/ C3
6K11 | 6.3 | BT9-2048 | 24 | - | B | 3 | 56 | Triode #1. Use Hickok Adapter Model 1704. Set adapter selectors to 2-0-3. | T.O. 33AA21-5-31P
6K11 | 6.3 | BS7-5068 | 12 | - | B | 3 | 32 | Triode #2. Use Hickok Adapter Model 1704. Set adapter selectors to 0-0-2. | T.O. 33AA21-5-31P
6K11 | 6.3 | BV4-2038 | 12 | - | B | 3 | 32 | Triode #3. Use Hickok Adapter Model 1704. Set adapter selectors to 0-4-5. | T.O. 33AA21-5-31P
6KE8 | 6.3 | EV2-6370 | 20 | - | B | 3 | 50 | Best seen = 110. | DJN
6KE8 | 6.3 | EV9-1080 | 30 | - | B | 3 | 50 | Best seen = 102 | DJN
6KT6 | 6.3 | EV2-7819 | 22 | - | C | 3 | 52 |  | T.O. 33AA21-5-31P
6KT8 | 6.3 | EV7-9860 | 15 | - | C | 3 | 57 | Pentode Section. | T.O. 33AA21-5-31P
6KT8 | 6.3 | EV2-3010 | 26 | - | B | 3 | 38 | Triode Section. | T.O. 33AA21-5-31P
6KX8 | 6.3 | EV1-3020 | 0 | - | B | 3 | 25 | Best seen = 50 | DJN
6KX8 | 6.3 | EV9-7080 | 0 | - | B | 3 | 25 | Best seen = 50 | DJN
6KZ8 | 6.3 | EV2-6730 | 11 | - | D | 3 | 45 | Best seen = 90. | DJN
6KZ8 | 6.3 | EV9-1080 | 18 | - | C | 3 | 17 | Best seen = 35. | DJN
6L4 | 6.3 | GR2-3070 | 25 | - | D | 3 | 25 |  | TB 11-6625-274-12/1 w/ C3
6L5 | 6.3 | HS5-3080 | 27 | - | B | 3 | 38 |  | TB 11-6625-274-12/1 w/ C3
6L6 | 6.3 | HS5-3481 | 23 | - | D | 3 | 40 | 5-31H listed bias as 23. Was changed to 40 with 5-31M. Your mileage may vary… | T.O. 33AA21-5-31M
6L7 | 6.3 | HS0-3485 | 23 | - | B | 3 | 16 | Cap grid. Cap connects to grid. | TB 11-6625-274-12/1 w/ C3
6L7 | 6.3 | HS5-3481 | 27 | - | B | 3 | 16 | Pin grid. | TB 11-6625-274-12/1 w/ C3
6LC6 | 6.3 | HS0-5061 | 0 | 70 | A | 2 | 17 | Cap = Grid. | T.O. 33AA21-5-31P
6LF6 | 6.3 | BW5-0324 | 70 | - | D | 3 | 38 | Cap=Plate. Use Hickok Adapter Model 1704. Set adapter selectors to 0-0-6. | T.O. 33AA21-5-31P
6LN8 | 6.3 | EV2-6371 | 19 | - | C | 3 | 34 | Pentode Section. | DJN
6LN8 | 6.3 | EV9-1086 | 34 | - | C | 3 | 36 | Triode Section. | DJN
6LQ8 | 6.3 | EV7-9860 | 32 | - | B | 3 | 40 | Pentode Section. | T.O. 33AA21-5-31P
6LQ8 | 6.3 | EV2-3010 | 33 | - | B | 3 | 35 | Triode Section. | T.O. 33AA21-5-31P
6M3 | 6.3 | JS0-0030 | 0 | 70 | A | See Note> | 40 | Cap connects to plate. Short on 3.Hold down pushbutton 8-METER REV. and press pushbutton 7-RECT. | TB 11-6625-274-12/1 w/ C3
6N3 | 6.3 | EV0-9030 | 0 | 40 | A | 7 | 40 |  | TB 11-6625-274-12/1 w/ C3
6N4 | 6.3 | ET1-5020 | 18 | - | D | 3 | 30 |  | TB 11-6625-274-12/1 w/ C3
6N5 | 6.3 | GR5-4030 | 0 | 100 | A | 3 | - | Eye Open. | TB 11-6625-274-12/1 w/ C3
6N5 | 6.3 | GR5-4230 | 0 | 100 | A | 3 | - | Eye Closed. | TB 11-6625-274-12/1 w/ C3
6N6 | 6.3 | HS5-3480 | 0 | - | B | 3 | 38 |  | TB 11-6625-274-12/1 w/ C3
6N7 | 6.3 | HS5-6083 | 12 | - | B | 3 | 38 | Triode #1. | TB 11-6625-274-12/1 w/ C3
6N7 | 6.3 | HS4-3086 | 12 | - | B | 3 | 38 | Triode #2. | TB 11-6625-274-12/1 w/ C3
6N8 | 6.3 | EV2-6139 | 17 | - | B | 3 | 55 | Pentode Section. | TB 11-6625-274-12/1 w/ C3
6N8 | 6.3 | EV2-7139 | 0 | 0 | A | 2 | 40 | Diode #1. | TB 11-6625-274-12/1 w/ C3
6N8 | 6.3 | EV2-8139 | 0 | 0 | A | 2 | 40 | Diode #2. | TB 11-6625-274-12/1 w/ C3
6P5 | 6.3 | HS5-3080 | 29 | - | B | 3 | 36 |  | TB 11-6625-274-12/1 w/ C3
6P7 | 6.3 | CT0-4586 | 28 | - | B | 3 | 28 | Pentode Section. Cap connects to grid. | TB 11-6625-274-12/1 w/ C3
6P7 | 6.3 | CT7-6084 | 28 | - | B | 3 | 13 | Triode Section. | TB 11-6625-274-12/1 w/ C3
6Q4 | 6.3 | EV1-9030 | 0 | - | D | 3 | 50 |  | TB 11-6625-274-12/1 w/ C3
6Q5 | 6.3 | HS5-3080 | See Note> | 90 | A | 4 | 40 | Should strike between settings of 64 and 54 of the BIAS dial. | TB 11-6625-274-12/1 w/ C3
6Q6 | 6.3 | HS0-3080 | 17 | - | B | 3 | 25 | Triode Section. Cap connects to grid. | TB 11-6625-274-12/1 w/ C3
6Q6 | 6.3 | HS0-5080 | 0 | 14 | A | 2 | 40 | Diode #1. | TB 11-6625-274-12/1 w/ C3
6Q6 | 6.3 | HS0-4080 | 0 | 14 | A | 2 | 40 | Diode #2. | TB 11-6625-274-12/1 w/ C3
6Q7 | 6.3 | HS0-3081 | 17 | - | B | 3 | 20 | Triode Section. Cap connects to grid. | TB 11-6625-274-12/1 w/ C3
6Q7 | 6.3 | HS0-5083 | 0 | 14 | A | 2 | 40 | Diode #1. | TB 11-6625-274-12/1 w/ C3
6Q7 | 6.3 | HS0-4083 | 0 | 14 | A | 2 | 40 | Diode #2. | TB 11-6625-274-12/1 w/ C3
6Q11 | 6.3 | BT9-2048 | 24 | - | B | 3 | 56 | Triode #1. Use Hickok Adapter Model 1704. Set adapter selectors to 2-0-3. | T.O. 33AA21-5-31P
6Q11 | 6.3 | BS7-5068 | 12 | - | B | 3 | 32 | Triode #2. Use Hickok Adapter Model 1704. Set adapter selectors to 0-0-2. | T.O. 33AA21-5-31P
6Q11 | 6.3 | BV4-2038 | 12 | - | B | 3 | 32 | Triode #3. Use Hickok Adapter Model 1704. Set adapter selectors to 0-4-5. | T.O. 33AA21-5-31P
6R3 | 6.3 | EV0-0090 | 0 | 25 | A | See Note> | 40 | Cap connects to plate. Hold down pushbutton 8-METER REV. and press pushbutton 7-RECT. | TB 11-6625-274-12/1 w/ C3
6R4 | 6.3 | EV1-8030 | 23 | - | C | 3 | 50 |  | TB 11-6625-274-12/1 w/ C3
6R7 | 6.3 | HS0-3081 | 18 | - | B | 3 | 48 | Triode Section. Cap connects to grid. | TB 11-6625-274-12/1 w/ C3
6R7 | 6.3 | HS0-5083 | 0 | 14 | A | 2 | 40 | Diode #1. | TB 11-6625-274-12/1 w/ C3
6R7 | 6.3 | HS0-4083 | 0 | 14 | A | 2 | 40 | Diode #2. | TB 11-6625-274-12/1 w/ C3
6R8 | 6.3 | EV8-9072 | 13 | - | B | 3 | 48 | Triode Section. | TB 11-6625-274-12/1 w/ C3
6R8 | 6.3 | EV0-1078 | 0 | 68 | A | 2 | 40 | Diode #1. | TB 11-6625-274-12/1 w/ C3
6R8 | 6.3 | EV0-6078 | 0 | 68 | A | 2 | 40 | Diode #2. | TB 11-6625-274-12/1 w/ C3
6R8 | 6.3 | EV0-2039 | 0 | 68 | A | 2 | 40 | Diode #3. | TB 11-6625-274-12/1 w/ C3
6S4 | 6.3 | EV6-9020 | 17 | - | C | 3 | 52 |  | TB 11-6625-274-12/1 w/ C3
6S7 | 6.3 | HS0-3485 | 27 | - | B | 3 | 44 | Cap connects to grid. | TB 11-6625-274-12/1 w/ C3
6S8 | 6.3 | HY0-6020 | 10 | - | B | 3 | 23 | Triode Section. Cap connects to grid. | TB 11-6625-274-12/1 w/ C3
6S8 | 6.3 | HY0-3050 | 0 | 14 | A | 2 | 40 | Diode #1. | TB 11-6625-274-12/1 w/ C3
6S8 | 6.3 | HY0-4020 | 0 | 14 | A | 2 | 40 | Diode #2. | TB 11-6625-274-12/1 w/ C3
6S8 | 6.3 | HY0-1020 | 0 | 14 | A | 2 | 40 | Diode #3. | TB 11-6625-274-12/1 w/ C3
6SA7 | 6.3 | HS8-3465 | - | - | - | - | - | Short Test Only! | TB 11-6625-274-12/1 w/ C3
6SA7 | 6.3 | HS5-4068 | 0 | - | C | 3 | 50 |  | TB 11-6625-274-12/1 w/ C3
6SB7 | 6.3 | HS8-3465 | - | - | - | - | - | Short Test Only! | TB 11-6625-274-12/1 w/ C3
6SB7 | 6.3 | HS5-4068 | 10 | - | D | 3 | 40 |  | TB 11-6625-274-12/1 w/ C3
6SC7 | 6.3 | HY4-5062 | 0 | - | B | 3 | 25 | Triode #1. | TB 11-6625-274-12/1 w/ C3
6SC7 | 6.3 | HY3-2065 | 0 | - | B | 3 | 25 | Triode #2. | TB 11-6625-274-12/1 w/ C3
6SD7 | 6.3 | HS4-8653 | 10 | - | D | 3 | 15 |  | TB 11-6625-274-12/1 w/ C3
6SF5 | 6.3 | HY3-5021 | 12 | - | B | 3 | 25 |  | TB 11-6625-274-12/1 w/ C3
6SF7 | 6.3 | HY2-6431 | 0 | - | B | 3 | 50 | Pentode Section. | TB 11-6625-274-12/1 w/ C3
6SF7 | 6.3 | HY0-5436 | 0 | 14 | A | 2 | 40 | Diode Section. | TB 11-6625-274-12/1 w/ C3
6SG7 | 6.3 | HS4-8651 | 0 | - | C | 3 | 42 |  | TB 11-6625-274-12/1 w/ C3
6SH7 | 6.3 | HS4-8651 | 0 | - | C | 3 | 43 |  | TB 11-6625-274-12/1 w/ C3
6SJ7 | 6.3 | HS4-8653 | 22 | - | B | 3 | 40 |  | TB 11-6625-274-12/1 w/ C3
6SK7 | 6.3 | HS4-8653 | 22 | - | B | 3 | 48 |  | TB 11-6625-274-12/1 w/ C3
6SL7 | 6.3 | HY4-5062 | 0 | - | B | 3 | 32 | Triode #1. | TB 11-6625-274-12/1 w/ C3
6SL7 | 6.3 | HY1-2035 | 0 | - | B | 3 | 32 | Triode #2. | TB 11-6625-274-12/1 w/ C3
6SN7 | 6.3 | HY4-5062 | 23 | - | B | 3 | 50 | Triode #1. | TB 11-6625-274-12/1 w/ C3
6SN7 | 6.3 | HY1-2035 | 23 | - | B | 3 | 50 | Triode #2. | TB 11-6625-274-12/1 w/ C3
6SQ7 | 6.3 | HY2-6031 | 11 | - | B | 3 | 19 | Triode Section. | TB 11-6625-274-12/1 w/ C3
6SQ7 | 6.3 | HY0-5036 | 0 | 14 | A | 2 | 20 | Diode #1. | TB 11-6625-274-12/1 w/ C3
6SQ7 | 6.3 | HY0-4036 | 0 | 14 | A | 2 | 20 | Diode #2. | TB 11-6625-274-12/1 w/ C3
6SR7 | 6.3 | HY2-6031 | 18 | - | B | 3 | 48 | Triode Section. | TB 11-6625-274-12/1 w/ C3
6SR7 | 6.3 | HY0-5036 | 0 | 14 | A | 2 | 20 | Diode #1. | TB 11-6625-274-12/1 w/ C3
6SR7 | 6.3 | HY0-4036 | 0 | 14 | A | 2 | 20 | Diode #2. | TB 11-6625-274-12/1 w/ C3
6SS7 | 6.3 | HS4-8653 | 19 | - | B | 3 | 46 |  | TB 11-6625-274-12/1 w/ C3
6ST7 | 6.3 | HY2-6031 | 15 | - | B | 3 | 48 | Triode Section | TB 11-6625-274-12/1 w/ C3
6ST7 | 6.3 | HY0-5036 | 0 | 0 | A | 2 | 30 | Diode #1. | TB 11-6625-274-12/1 w/ C3
6ST7 | 6.3 | HY0-4036 | 0 | 0 | A | 2 | 30 | Diode #2. | TB 11-6625-274-12/1 w/ C3
6SU7 | 6.3 | HY4-5062 | 5 | - | B | 3 | 30 | Triode #1. | TB 11-6625-274-12/1 w/ C3
6SU7 | 6.3 | HY1-2035 | 5 | - | B | 3 | 30 | Triode #2. | TB 11-6625-274-12/1 w/ C3
6SV7 | 6.3 | HY2-6430 | 12 | - | B | 3 | 53 | Pentode Section. | TB 11-6625-274-12/1 w/ C3
6SV7 | 6.3 | HY2-5430 | 0 | 62 | A | 2 | 40 | Diode Section. | TB 11-6625-274-12/1 w/ C3
6SZ7 | 6.3 | HY2-6031 | 10 | - | B | 3 | 30 | Triode Section. | TB 11-6625-274-12/1 w/ C3
6SZ7 | 6.3 | HY0-5031 | 0 | 0 | A | 2 | 30 | Diode #1. | TB 11-6625-274-12/1 w/ C3
6SZ7 | 6.3 | HY0-4031 | 0 | 0 | A | 2 | 30 | Diode #2. | TB 11-6625-274-12/1 w/ C3
6T4 | 6.3 | ET2-1050 | 37 | - | D | 3 | 25 |  | TB 11-6625-274-12/1 w/ C3
6T5 | 6.3 | GR5-4030 | 0 | 100 | A | 3 | - | Eye Open. | TB 11-6625-274-12/1 w/ C3
6T5 | 6.3 | GR5-4230 | 0 | 100 | A | 3 | - | Eye Closed. | TB 11-6625-274-12/1 w/ C3
6T7 | 6.3 | HS0-3080 | 17 | - | B | 3 | 25 | Triode Section. Cap connects to grid. | TB 11-6625-274-12/1 w/ C3
6T7 | 6.3 | HS0-5080 | 0 | 14 | A | 2 | 40 | Diode #1. | TB 11-6625-274-12/1 w/ C3
6T7 | 6.3 | HS0-4080 | 0 | 14 | A | 2 | 40 | Diode #2. | TB 11-6625-274-12/1 w/ C3
6T8 | 6.3 | EV8-9076 | 11 | - | B | 3 | 30 | Triode Section. | TB 11-6625-274-12/1 w/ C3
6T8 | 6.3 | EV0-6071 | 0 | 70 | A | 2 | 40 | Diode #1. | TB 11-6625-274-12/1 w/ C3
6T8 | 6.3 | EV0-2036 | 0 | 70 | A | 2 | 40 | Diode #2. | TB 11-6625-274-12/1 w/ C3
6T8 | 6.3 | EV0-1078 | 0 | 70 | A | 2 | 40 | Diode #3. | TB 11-6625-274-12/1 w/ C3
6T10 | 6.3 | BU8-3290 | 35 | - | B | 3 | 62 | Pentode #1. Use Hickok Adapter Model 1704. Set adapter selectors to 2-3-4. | T.O. 33AA21-5-31P
6T10 | 6.3 | BU3-7625 | 8 | - | B | 3 | 18 | Pentode #2. Use Hickok Adapter Model 1704. Set adapter selectors to 0-0-4. | T.O. 33AA21-5-31P
6U3 | 6.3 | EV0-9030 | 0 | 63 | A | 7 | 40 |  | TB 11-6625-274-12/1 w/ C3
6U4 | 6.3 | HY0-5030 | 0 | 61 | A | 7 | 40 |  | TB 11-6625-274-12/1 w/ C3
6U5 | 6.3 | GR5-4030 | 0 | 100 | A | 3 | - | Eye Open. | TB 11-6625-274-12/1 w/ C3
6U5 | 6.3 | GR5-4230 | 0 | 100 | A | 3 | - | Eye Closed. | TB 11-6625-274-12/1 w/ C3
6U6 | 6.3 | HS5-3480 | 30 | - | D | 3 | 32 |  | TB 11-6625-274-12/1 w/ C3
6U7 | 6.3 | HS0-3485 | 21 | - | B | 3 | 40 | Cap connects to grid #1. | TB 11-6625-274-12/1 w/ C3
6U8 | 6.3 | EV2-6370 | 15 | - | B | 3 | 57 | Pentode Section. | TB 11-6625-274-12/1 w/ C3
6U8 | 6.3 | EV9-1080 | 16 | - | C | 3 | 57 | Triode Section. | TB 11-6625-274-12/1 w/ C3
6V3 | 6.3 | EV0-0020 | 0 | 65 | A | See Note> | 40 | Cap connects to plate. Hold down pushbutton 8-METER REV. and press pushbutton 7-RECT. | TB 11-6625-274-12/1 w/ C3
6V4 | 6.3 | EV0-7031 | 0 | 23 | A | 7 | 40 | Plate #1. | TB 11-6625-274-12/1 w/ C3
6V4 | 6.3 | EV0-1037 | 0 | 23 | A | 7 | 40 | Plate #2. | TB 11-6625-274-12/1 w/ C3
6V5 | 6.3 | HY5-3400 | 31 | - | C | 3 | 52 |  | TB 11-6625-274-12/1 w/ C3
6V6 | 6.3 | HS5-3481 | 21 | - | C | 3 | 46 |  | TB 11-6625-274-12/1 w/ C3
6V7 | 6.3 | HS0-3080 | 39 | - | B | 3 | 24 | Triode Section. Cap connects to grid. | TB 11-6625-274-12/1 w/ C3
6V7 | 6.3 | HS0-5080 | 0 | 14 | A | 2 | 40 | Diode #1. | TB 11-6625-274-12/1 w/ C3
6V7 | 6.3 | HS0-4080 | 0 | 14 | A | 2 | 40 | Diode #2. | TB 11-6625-274-12/1 w/ C3
6V8 | 6.3 | EV6-1038 | 11 | - | B | 3 | 30 | Triode Section. | TB 11-6625-274-12/1 w/ C3
6V8 | 6.3 | EV0-9032 | 0 | 0 | A | 2 | 30 | Diode #1. | TB 11-6625-274-12/1 w/ C3
6V8 | 6.3 | EV0-7086 | 0 | 72 | A | 2 | 40 | Diode #2. | TB 11-6625-274-12/1 w/ C3
6V8 | 6.3 | EV0-2038 | 0 | 72 | A | 2 | 40 | Diode #3. | TB 11-6625-274-12/1 w/ C3
6W4 | 6.3 | HY0-5030 | 0 | 63 | A | 7 | 40 |  | TB 11-6625-274-12/1 w/ C3
6W5 | 6.3 | HS0-5080 | 0 | 40 | A | 7 | 40 | Plate #1. | TB 11-6625-274-12/1 w/ C3
6W5 | 6.3 | HS0-3080 | 0 | 40 | A | 7 | 40 | Plate #2. | TB 11-6625-274-12/1 w/ C3
6W6 | 6.3 | HS5-3480 | 56 | - | C | 3 | 38 |  | TB 11-6625-274-12/1 w/ C3
6W7 | 6.3 | HS0-3485 | 22 | - | B | 3 | 31 | Cap connects to grid #1. | TB 11-6625-274-12/1 w/ C3
6X4 | 6.3 | ET0-6070 | 0 | 30 | A | 7 | 40 | Plate #1. | TB 11-6625-274-12/1 w/ C3
6X4 | 6.3 | ET0-1070 | 0 | 30 | A | 7 | 40 | Plate #2. | TB 11-6625-274-12/1 w/ C3
6X5 | 6.3 | HS0-5081 | 0 | 40 | A | 7 | 40 | Plate #1. | TB 11-6625-274-12/1 w/ C3
6X5 | 6.3 | HS0-3081 | 0 | 40 | A | 7 | 40 | Plate #2. | TB 11-6625-274-12/1 w/ C3
6X6 | 6.3 | HS5-4086 | 100 | 100 | A | 4 | - | Eyes Open. | TB 11-6625-274-12/1 w/ C3
6X6 | 6.3 | HS5-4386 | 100 | 100 | A | 4 | - | Eyes Closed. | TB 11-6625-274-12/1 w/ C3
6X8 | 6.3 | EV7-9861 | 9 | - | D | 3 | 23 | Pentode Section. | TB 11-6625-274-12/1 w/ C3
6X8 | 6.3 | EV2-3861 | 15 | - | D | 3 | 23 | Triode Section. | TB 11-6625-274-12/1 w/ C3
6Y5 | 6.3 | GR0-5040 | 0 | 63 | A | 7 | 40 | Plate #1. | TB 11-6625-274-12/1 w/ C3
6Y5 | 6.3 | GR0-3040 | 0 | 63 | A | 7 | 40 | Plate #2. | TB 11-6625-274-12/1 w/ C3
6Y6 | 6.3 | HS5-3480 | 33 | - | D | 3 | 30 |  | TB 11-6625-274-12/1 w/ C3
6Y7 | 6.3 | HS5-6083 | 15 | - | B | 3 | 25 | Triode #1. | TB 11-6625-274-12/1 w/ C3
6Y7 | 6.3 | HS4-3086 | 15 | - | B | 3 | 25 | Triode #2. | TB 11-6625-274-12/1 w/ C3
6Z4 | 6.3 | FR0-3040 | 0 | 46 | A | 7 | 40 | Plate #1. | TB 11-6625-274-12/1 w/ C3
6Z4 | 6.3 | FR0-2040 | 0 | 46 | A | 7 | 40 | Plate #2. | TB 11-6625-274-12/1 w/ C3
6Z5 | 12.6 | GS0-5040 | 0 | 38 | A | 7 | 40 | Plate #1. Short on 3. | TB 11-6625-274-12/1 w/ C3
6Z5 | 12.6 | GS0-3040 | 0 | 38 | A | 7 | 40 | Plate #2. Short on 3. | TB 11-6625-274-12/1 w/ C3
6Z7 | 6.3 | HS5-6080 | 0 | - | B | 3 | 30 | Triode #1. | TB 11-6625-274-12/1 w/ C3
6Z7 | 6.3 | HS4-3080 | 0 | - | B | 3 | 30 | Triode #2. | TB 11-6625-274-12/1 w/ C3
6ZY5 | 6.3 | HS0-5080 | 0 | 30 | A | 7 | 40 | Plate #1. | TB 11-6625-274-12/1 w/ C3
6ZY5 | 6.3 | HS0-3080 | 0 | 30 | A | 7 | 40 | Plate #2. | TB 11-6625-274-12/1 w/ C3
PJ-7 | 4.3 | ER3-2000 | 10 | - | B | 3 | 21 |  | NEL
VT-7 | 1.1 | ER3-2000 | 45 | - | B | 3 | 38 |  | NEL
7A4 | 6.3 | JR6-2070 | 23 | - | B | 3 | 50 |  | TB 11-6625-274-12/1 w/ C3
7A5 | 6.3 | JR6-2370 | 25 | - | D | 3 | 30 |  | TB 11-6625-274-12/1 w/ C3
7A6 | 6.3 | JR0-6075 | 0 | 60 | A | 2 | 40 | Diode #1. | TB 11-6625-274-12/1 w/ C3
7A6 | 6.3 | JR0-3025 | 0 | 60 | A | 2 | 40 | Diode #2. | TB 11-6625-274-12/1 w/ C3
7A7 | 6.3 | JR6-2374 | 27 | - | B | 3 | 44 |  | TB 11-6625-274-12/1 w/ C3
7A8 | 6.3 | JR6-2574 | - | - | - | - | - | Short Test Only! | TB 11-6625-274-12/1 w/ C3
7A8 | 6.3 | JR4-5376 | 40 | - | B | 3 | 31 |  | TB 11-6625-274-12/1 w/ C3
7AB7 | 6.3 | HS5-3140 | 10 | - | B | 3 | 46 |  | TB 11-6625-274-12/1 w/ C3
7AD7 | 6.3 | JR6-2374 | 0 | - | D | 3 | 31 |  | TB 11-6625-274-12/1 w/ C3
7AF7 | 6.3 | JR5-6070 | 21 | - | C | 3 | 33 | Triode #1. | TB 11-6625-274-12/1 w/ C3
7AF7 | 6.3 | JR4-3020 | 21 | - | C | 3 | 33 | Triode #2. | TB 11-6625-274-12/1 w/ C3
7AG7 | 6.3 | JR6-2374 | 0 | - | C | 3 | 38 |  | TB 11-6625-274-12/1 w/ C3
7AH7 | 6.3 | JR6-2374 | 0 | - | C | 3 | 42 |  | TB 11-6625-274-12/1 w/ C3
7AJ7 | 6.3 | JR6-2374 | 0 | - | D | 3 | 11 |  | TB 11-6625-274-12/1 w/ C3
7AK7 | 6.3 | JR6-2374 | 0 | - | C | 3 | 50 |  | TB 11-6625-274-12/1 w/ C3
7AU7 | 6.3 | EV7-6080 | 24 | - | B | 3 | 56 | Triode #1. | TB 11-6625-274-12/1 w/ C3
7AU7 | 6.3 | EV2-1030 | 24 | - | B | 3 | 56 | Triode #2. | TB 11-6625-274-12/1 w/ C3
7B4 | 6.3 | JR6-2070 | 12 | - | B | 3 | 25 |  | TB 11-6625-274-12/1 w/ C3
7B5 | 6.3 | JR6-2370 | 34 | - | B | 3 | 40 |  | TB 11-6625-274-12/1 w/ C3
7B6 | 6.3 | JR3-2070 | 0 | - | B | 3 | 28 | Triode Section. | TB 11-6625-274-12/1 w/ C3
7B6 | 6.3 | JR0-6072 | 0 | 14 | A | 2 | 40 | Diode #1. | TB 11-6625-274-12/1 w/ C3
7B6 | 6.3 | JR0-5072 | 0 | 14 | A | 2 | 40 | Diode #2. | TB 11-6625-274-12/1 w/ C3
7B7 | 6.3 | JR6-2374 | 27 | - | B | 3 | 43 |  | TB 11-6625-274-12/1 w/ C3
7B8 | 6.3 | JR6-2574 | - | - | - | - | - | Short Test Only! | TB 11-6625-274-12/1 w/ C3
7B8 | 6.3 | JR4-5376 | 44 | - | B | 3 | 29 |  | TB 11-6625-274-12/1 w/ C3
7C4 | 6.3 | JR0-4070 | 0 | 52 | A | 2 | 40 | Diode | TB 11-6625-274-12/1 w/ C3
7C5 | 6.3 | JR6-2370 | 30 | - | C | 3 | 38 |  | TB 11-6625-274-12/1 w/ C3
7C6 | 6.3 | JR3-2070 | 10 | - | B | 3 | 15 | Triode Section. | TB 11-6625-274-12/1 w/ C3
7C6 | 6.3 | JR0-6072 | 0 | 0 | A | 2 | 30 | Diode #1. | TB 11-6625-274-12/1 w/ C3
7C6 | 6.3 | JR0-5072 | 0 | 0 | A | 2 | 30 | Diode #2. | TB 11-6625-274-12/1 w/ C3
7C7 | 6.3 | JR6-2374 | 22 | - | B | 3 | 33 |  | TB 11-6625-274-12/1 w/ C3
7DJ8 | 7.5 | EV7-6080 | 20 | - | D | 3 | 62 | Triode #1. Make LINE TEST at 56. | NEL
7DJ8 | 7.5 | EV2-1030 | 20 | - | D | 3 | 62 | Triode #2. Make LINE TEST at 56. | NEL
7E5 | 6.3 | JS1-3040 | 15 | - | C | 3 | 38 |  | TB 11-6625-274-12/1 w/ C3
7E6 | 6.3 | JR3-2070 | 12 | - | B | 3 | 55 | Triode Section. | TB 11-6625-274-12/1 w/ C3
7E6 | 6.3 | JR0-6072 | 0 | 14 | A | 2 | 40 | Diode #1. | TB 11-6625-274-12/1 w/ C3
7E6 | 6.3 | JR0-5072 | 0 | 14 | A | 2 | 40 | Diode #2. | TB 11-6625-274-12/1 w/ C3
7E7 | 6.3 | JR6-2570 | 22 | - | B | 3 | 33 | Pentode Section. | TB 11-6625-274-12/1 w/ C3
7E7 | 6.3 | JR0-4072 | 0 | 0 | A | 2 | 30 | Diode #1. | TB 11-6625-274-12/1 w/ C3
7E7 | 6.3 | JR0-3072 | 0 | 0 | A | 2 | 30 | Diode #2. | TB 11-6625-274-12/1 w/ C3
7EY6 | 6.3 | HS5-3480 | 31 | - | C | 3 | 55 |  | TB 11-6625-274-12/1 w/ C3
7F7 | 7.5 | JR5-6073 | 0 | - | B | 3 | 33 | Triode #1. | TB 11-6625-274-12/1 w/ C3
7F7 | 6.3 | JR4-3026 | 0 | - | B | 3 | 33 | Triode #2. | TB 11-6625-274-12/1 w/ C3
7F8 | 6.3 | HS8-6050 | 10 | - | D | 3 | 25 | Triode #1. | TB 11-6625-274-12/1 w/ C3
7F8 | 6.3 | HS1-3040 | 10 | - | D | 3 | 25 | Triode #2. | TB 11-6625-274-12/1 w/ C3
7G7 | 6.3 | JR6-2374 | 18 | - | B | 3 | 50 |  | TB 11-6625-274-12/1 w/ C3
7G8 | 6.3 | JR5-7362 | 10 | - | B | 3 | 53 | Tetrode #1. | TB 11-6625-274-12/1 w/ C3
7G8 | 6.3 | JR4-2367 | 10 | - | B | 3 | 53 | Tetrode #2. | TB 11-6625-274-12/1 w/ C3
7GV7 | 7.5 | EV7-3280 | 29 | - | B | 3 | 33 | Pentode Section. | T.O. 33AA21-5-31P
7GV7 | 7.5 | EV9-1080 | 38 | - | C | 3 | 47 | Triode Section. | T.O. 33AA21-5-31P
7H7 | 6.3 | JR6-2374 | 10 | - | D | 3 | 19 |  | TB 11-6625-274-12/1 w/ C3
7HG8 | 7.5 | EV2-8930 | 25 | - | ? | 3 | 55 | Pentode Section. | T.O. 33AA21-5-31P
7HG8 | 7.5 | EV6-7030 | 38 | - | ? | 3 | 30 | Triode Section. | T.O. 33AA21-5-31P
7J7 | 6.3 | JR6-2574 | 18 | - | B | 3 | 20 | Heptode Section. | TB 11-6625-274-12/1 w/ C3
7J7 | 6.3 | JR4-3576 | 18 | - | B | 3 | 25 | Triode Section. | TB 11-6625-274-12/1 w/ C3
7K7 | 6.3 | JR4-3020 | 0 | - | B | 3 | 25 | Triode Section. | TB 11-6625-274-12/1 w/ C3
7K7 | 6.3 | JR0-5070 | 0 | 20 | A | 2 | 40 | Diode #1. | TB 11-6625-274-12/1 w/ C3
7K7 | 6.3 | JR0-6070 | 0 | 20 | A | 2 | 40 | Diode #2. | TB 11-6625-274-12/1 w/ C3
7L7 | 6.3 | JR6-2374 | 12 | - | B | 3 | 50 |  | TB 11-6625-274-12/1 w/ C3
7N7 | 6.3 | JR5-6073 | 23 | - | B | 3 | 50 | Triode #1. | TB 11-6625-274-12/1 w/ C3
7N7 | 6.3 | JR4-3026 | 23 | - | B | 3 | 50 | Triode #2. | TB 11-6625-274-12/1 w/ C3
7Q7 | 6.3 | JR6-2375 | - | - | - | - | - | Short Test Only! | TB 11-6625-274-12/1 w/ C3
7Q7 | 6.3 | JR4-3076 | 20 | - | C | 3 | 57 |  | TB 11-6625-274-12/1 w/ C3
7R7 | 6.3 | JR6-2570 | 10 | - | C | 3 | 38 | Pentode Section. | TB 11-6625-274-12/1 w/ C3
7R7 | 6.3 | JR0-4072 | 0 | 0 | A | 2 | 30 | Diode #1. | TB 11-6625-274-12/1 w/ C3
7R7 | 6.3 | JR0-3072 | 0 | 0 | A | 2 | 30 | Diode #2. | TB 11-6625-274-12/1 w/ C3
7S7 | 6.3 | JR6-2574 | 18 | - | B | 3 | 38 | Heptode Section. | TB 11-6625-274-12/1 w/ C3
7S7 | 6.3 | JR4-3576 | 0 | - | B | 3 | 38 | Triode Section. | TB 11-6625-274-12/1 w/ C3
7T7 | 6.3 | JR6-2374 | 9 | - | C | 3 | 38 |  | TB 11-6625-274-12/1 w/ C3
7V7 | 6.3 | JR6-2374 | 6 | - | C | 3 | 50 |  | TB 11-6625-274-12/1 w/ C3
7W7 | 6.3 | JR6-2375 | 10 | - | D | 3 | 18 |  | TB 11-6625-274-12/1 w/ C3
7X6 | 6.3 | JR0-6075 | 0 | 57 | A | 7 | 40 | Plate #1. | TB 11-6625-274-12/1 w/ C3
7X6 | 6.3 | JR0-3025 | 0 | 57 | A | 7 | 40 | Plate #2. | TB 11-6625-274-12/1 w/ C3
7X7 | 6.3 | JR3-2040 | 0 | - | B | 3 | 23 | Triode Section. | TB 11-6625-274-12/1 w/ C3
7X7 | 6.3 | JR0-5040 | 0 | 67 | A | 2 | 40 | Diode #1. | TB 11-6625-274-12/1 w/ C3
7X7 | 6.3 | JR0-6070 | 0 | 67 | A | 2 | 40 | Diode #2. | TB 11-6625-274-12/1 w/ C3
7Y4 | 6.3 | JR0-6070 | 0 | 42 | A | 7 | 40 | Plate #1. | TB 11-6625-274-12/1 w/ C3
7Y4 | 6.3 | JR0-3070 | 0 | 42 | A | 7 | 40 | Plate #2. | TB 11-6625-274-12/1 w/ C3
7Z4 | 6.3 | JR0-6070 | 0 | 12 | A | 7 | 40 | Plate #1. | TB 11-6625-274-12/1 w/ C3
7Z4 | 6.3 | JR0-3070 | 0 | 12 | A | 7 | 40 | Plate #2. | TB 11-6625-274-12/1 w/ C3
PJ-8 | 4.3 | ER3-2000 | 26 | - | B | 3 | 25 |  | NEL
8A8 | 10 | EV2-6371 | 19 | - | C | 3 | 34 | Pentode Section. | T.O. 33AA21-5-31P
8A8 | 10 | EV9-1086 | 34 | - | C | 3 | 36 | Triode section. | T.O. 33AA21-5-31P
8AC10 | 7.5 | BT9-2040 | 30 | - | B | 3 | 28 | Triode #1. Use Hickok Adapter Model 1704. set adapter selectors to 2-0-3. | NEL
8AC10 | 7.5 | BS7-5060 | 30 | - | B | 3 | 28 | Triode #2. Use Hickok Adapter Model 1704. set adapter selectors to 0-0-2. | NEL
8AC10 | 7.5 | BV4-2030 | 30 | - | B | 3 | 28 | Triode #3. Use Hickok Adapter Model 1704. set adapter selectors to 0-4-5. | NEL
8AR11 | 7.5 | BS4-8937 | 12 | - | C | 3 | 51 | Pentode #1. Use Hickok Adapter Model 1704. Set adapter selectors to 4-3-2. | T.O. 33AA21-5-31P
8AR11 | 7.5 | BX5-2364 | 12 | - | C | 3 | 51 | Pentode #2. Use Hickok Adapter Model 1704. Set adapter selectors to 0-0-7. | T.O. 33AA21-5-31P
8AU8 | 7.5 | EV7-9860 | 10 | - | D | 3 | 30 | Pentode Section. | TB 11-6625-274-12/1 w/ C3
8AU8 | 7.5 | EV2-3010 | 9 | - | D | 3 | 25 | Triode Section. | TB 11-6625-274-12/1 w/ C3
8AW8A | 7.5 | EV7-9860 | 14 | - | D | 3 | 38 | Pentode Section. | TB 11-6625-274-12/1 w/ C3
8AW8A | 7.5 | EV2-3010 | 9 | - | D | 3 | 20 | Triode Section. | TB 11-6625-274-12/1 w/ C3
8B8 | 7.5 | EV3-6720 | 26 | - | C | 3 | 58 |  | NEL
8B8 | 7.5 | EV1-9080 | 21 | - | B | 3 | 23 |  | NEL
8B10 | 7.5 | BV3-4020 | 29 | - | C | 3 | 28 | Triode #1. Use Hickok Adapter Model 1704. Set adapter selectors to 0-0-5. | NEL
8B10 | 7.5 | BS5-6070 | 29 | - | C | 3 | 28 | Triode #2. Use Hickok Adapter Model 1704. Set adapter selectors to 0-0-2. | NEL
8B10 | 7.5 | BS0-8090 | 0 | 53 | A | 2 | 40 | Diode #1. Use Hickok Adapter Model 1704. Set adapter selectors to 0-0-2. | NEL
8B10 | 7.5 | BS0-8090 | 0 | 53 | A | 2 | 40 | Diode #2. Use Hickok Adapter Model 1704. Set adapter selectors to 8-0-2. | NEL
8BA8A | 7.5 | EV7-9860 | 11 | - | D | 3 | 30 | Pentode Section. | TB 11-6625-274-12/1 w/ C3
8BA8A | 7.5 | EV2-3010 | 29 | - | C | 3 | 34 | Triode Section. | TB 11-6625-274-12/1 w/ C3
8BA11 | 7.5 | BS4-6387 | 10 | - | B | 3 | 19 | Pentode #1. Use Hickok Adapter Model 1704. Set adapter selectors to 0-0-2. | T.O. 33AA21-5-31P
8BA11 | 7.5 | BW4-2385 | 10 | - | B | 3 | 19 | Pentode #2. Use Hickok Adapter Model 1704. Set adapter selectors to 0-0-6. | T.O. 33AA21-5-31P
8BA11 | 7.5 | BU9-3020 | 33 | - | B | 3 | 45 | Triode Section. Use Hickok Adapter Model 1704. Set adapter selectors to 2-3-4. | T.O. 33AA21-5-31P
8BH8 | 7.5 | EV7-9860 | 8 | - | D | 3 | 30 | Pentode Section. | TB 11-6625-274-12/1 w/ C3
8BH8 | 7.5 | EV2-3010 | 29 | - | C | 3 | 42 | Triode Section. | TB 11-6625-274-12/1 w/ C3
8BM11 | 7.5 | BU3-7928 | 20 | - | C | 3 | 40 | Pentode #1. Use Hickok Adapter Model 1704. Set adapter selectors to 2-3-4. | T.O. 33AA21-5-31P
8BM11 | 7.5 | BX6-2354 | 25 | - | C | 3 | 31 | Pentode #2. Use Hickok Adapter Model 1704. Set adapter selectors to 0-0-7. | T.O. 33AA21-5-31P
8BN8 | 7.5 | EV8-7090 | 15 | - | D | 3 | 13 | Triode Section. | TB 11-6625-274-12/1 w/ C3
8BN8 | 7.5 | EV0-6030 | 0 | 70 | A | 2 | 40 | Diode #1. | TB 11-6625-274-12/1 w/ C3
8BN8 | 7.5 | EV0-1020 | 0 | 70 | A | 2 | 40 | Diode #2. | TB 11-6625-274-12/1 w/ C3
8BQ5 | 7.5 | EV2-7930 | 30 | - | C | 3 | 50 | Short on 1, 2, 3, and 5. | T.O. 33AA21-5-31G
8BQ11 | 7.5 | BU2-8937 | 12 | - | C | 3 | 51 | Pentode #1. Use Hickok Adapter Model 1704. Set adapter selectors to 2-3-4. | NEL
8BQ11 | 7.5 | BX5-2364 | 26 | - | B | 3 | 52 | Pentode #2. Use Hickok Adapter Model 1704. Set adapter selectors to 0-0-7. | NEL
8CG7 | 7.5 | EV7-6089 | 23 | - | B | 3 | 50 | Triode #1. | TB 11-6625-274-12/1 w/ C3
8CG7 | 7.5 | EV2-1039 | 23 | - | B | 3 | 50 | Triode #2. | TB 11-6625-274-12/1 w/ C3
8CM7 | 7.5 | EV7-6030 | 25 | - | B | 3 | 50 | Triode #1. | TB 11-6625-274-12/1 w/ C3
8CM7 | 7.5 | EV8-1090 | 22 | - | D | 3 | 22 | Triode #2. | TB 11-6625-274-12/1 w/ C3
8CN7 | 7.5 | EV7-8060 | 11 | - | B | 3 | 30 | Triode Section. | TB 11-6625-274-12/1 w/ C3
8CN7 | 7.5 | EV0-2030 | 0 | 70 | A | 2 | 40 | Diode #1. | TB 11-6625-274-12/1 w/ C3
8CN7 | 7.5 | EV0-1030 | 0 | 70 | A | 2 | 40 | Diode #2. | TB 11-6625-274-12/1 w/ C3
8CS7 | 7.5 | EV7-6080 | 17 | - | C | 3 | 28 | Triode #1. | TB 11-6625-274-12/1 w/ C3
8CS7 | 7.5 | EV3-1090 | 28 | - | D | 3 | 23 | Triode #2. | TB 11-6625-274-12/1 w/ C3
8CW5 | 7.5 | EV2-7930 | 9 | - | D | 3 | 50 | Short on 1, 2, 3, and 5. | NEL
8CX8 | 7.5 | EV7-9860 | 11 | - | D | 3 | 31 | Pentode Section. | TB 11-6625-274-12/1 w/ C3
8CX8 | 7.5 | EV2-3010 | 26 | - | C | 3 | 25 | Triode Section. | TB 11-6625-274-12/1 w/ C3
8CY7 | 7.5 | EV7-6080 | 25 | - | B | 3 | 12 | Triode #1. | TB 11-6625-274-12/1 w/ C3
8CY7 | 7.5 | EV2-1090 | 65 | - | C | 3 | 50 | Triode #2. | TB 11-6625-274-12/1 w/ C3
8EB8 | 7.5 | EV7-9860 | 0 | - | D | 3 | 46 | Pentode Section. | TB 11-6625-274-12/1 w/ C3
8EB8 | 7.5 | EV2-3010 | 19 | - | B | 3 | 38 | Triode Section. | TB 11-6625-274-12/1 w/ C3
8EM5 | 7.5 | EV3-9170 | 23 | - | D | 3 | 25 |  | TB 11-6625-274-12/1 w/ C3
8ET7 | 7.5 | EV7-9860 | 10 | - | D | 3 | 38 | Pentode Section. | TB 11-6625-274-12/1 w/ C3
8ET7 | 7.5 | EV0-3010 | 0 | 0 | A | 2 | 20 | Diode #1. | TB 11-6625-274-12/1 w/ C3
8ET7 | 7.5 | EV0-2010 | 0 | 0 | A | 2 | 20 | Diode #2. | TB 11-6625-274-12/1 w/ C3
8FQ7 | 7.5 | EV7-6080 | 23 | - | B | 3 | 50 | Triode #1. | TB 11-6625-274-12/1 w/ C3
8FQ7 | 7.5 | EV2-1030 | 23 | - | B | 3 | 50 | Triode #2. | TB 11-6625-274-12/1 w/ C3
8GJ7 | 7.5 | EV2-6710 | 25 | - | B | 3 | 60 | Pentode Section. | NEL
8GJ7 | 7.5 | EV9-8030 | 40 | - | B | 3 | 44 | Triode Section. | NEL
8GN8 | 7.5 | EV7-9860 | 10 | - | D | 3 | 42 | Pentode Section. | TB 11-6625-274-12/1 w/ C3
8GN8 | 7.5 | EV2-3010 | 20 | - | B | 3 | 29 | Triode Section. | TB 11-6625-274-12/1 w/ C3
8JU8 | 7.5 | EV0-8090 | 0 | 70 | A | 2 | 40 | Diode #1. | NEL
8JU8 | 7.5 | EV0-7080 | 0 | 70 | A | 2 | 40 | Diode #2. | NEL
8JU8 | 7.5 | EV0-2030 | 0 | 70 | A | 2 | 40 | Diode #3. | NEL
8JU8 | 7.5 | EV0-1020 | 0 | 70 | A | 2 | 40 | Diode #4. | NEL
8SN7 | 7.5 | HY4-5060 | 23 | - | B | 3 | 50 | Triode #1. | TB 11-6625-274-12/1 w/ C3
8SN7 | 7.5 | HY1-2030 | 23 | - | B | 3 | 50 | Triode #2. | TB 11-6625-274-12/1 w/ C3
9A8 | 10 | EV2-6371 | 19 | - | C | 3 | 34 | Pentode Section. | T.O. 33AA21-5-31P
9A8 | 10 | EV9-1086 | 34 | - | C | 3 | 36 | Triode section. | T.O. 33AA21-5-31P
9AU7 | 10 | EV7-6080 | 24 | - | B | 3 | 56 | Triode #1. | TB 11-6625-274-12/1 w/ C3
9AU7 | 10 | EV2-1030 | 24 | - | B | 3 | 56 | Triode #2. | TB 11-6625-274-12/1 w/ C3
9BR7 | 10 | EV2-1030 | 17 | - | C | 3 | 38 | Triode Section. | TB 11-6625-274-12/1 w/ C3
9BR7 | 10 | EV0-7080 | 0 | 53 | A | 2 | 36 | Diode #1. | TB 11-6625-274-12/1 w/ C3
9BR7 | 10 | EV0-6080 | 0 | 53 | A | 2 | 36 | Diode #2. | TB 11-6625-274-12/1 w/ C3
9CL8 | 10 | EV9-6780 | 8 | - | D | 3 | 20 | Tetrode Section. | TB 11-6625-274-12/1 w/ C3
9CL8 | 10 | EV1-2030 | 12 | - | D | 3 | 35 | Triode Section. | TB 11-6625-274-12/1 w/ C3
9DZ8 | 10 | EV3-6720 | 24 | - | D | 3 | 30 | Pentode Section. | TB 11-6625-274-12/1 w/ C3
9DZ8 | 10 | EV1-9080 | 26 | - | B | 3 | 15 | Triode Section. | TB 11-6625-274-12/1 w/ C3
9GH8 | 10 | EV2-6370 | 19 | - | C | 3 | 38 | Pentode Section. | NEL
9GH8 | 10 | EV9-1080 | 13 | - | D | 3 | 42 | Triode Section. | NEL
9KZ8 | 10 | EV2-6730 | 19 | - | C | 3 | 38 | Pentode Section. | T.O. 33AA21-5-31P
9KZ8 | 10 | EV9-1080 | 13 | - | D | 3 | 42 | Triode Section. | T.O. 33AA21-5-31P
9U8 | 10 | EV2-6370 | 15 | - | B | 3 | 57 | Pentode Section. | TB 11-6625-274-12/1 w/ C3
9U8 | 10 | EV9-1080 | 16 | - | C | 3 | 57 | Triode Section. | TB 11-6625-274-12/1 w/ C3
9X8 | 10 | EV7-9861 | 9 | - | D | 3 | 23 | Pentode Section. | TB 11-6625-274-12/1 w/ C3
9X8 | 10 | EV2-3861 | 15 | - | D | 3 | 23 | Triode Section. | TB 11-6625-274-12/1 w/ C3
10 | 7.5 | ER3-2000 | 39 | - | B | 3 | 32 |  | TB 11-6625-274-12/1 w/ C3
10AL11 | 10 | BU8-3290 | 35 | - | B | 3 | 62 | Pentode #1. Use Hickok Adapter Model 1704. Set adapter selectors to 2-3-4. | NEL
10AL11 | 10 | BV3-6724 | 8 | - | B | 3 | 18 | Pentode #2. Use Hickok Adapter Model 1704. Set adapter selectors to 0-0-5. | NEL
10BQ5 | 10 | EV2-7930 | 30 | - | C | 3 | 50 | Short on 1, 2, 3, and 5. | TB 11-6625-274-12/1 w/ C3
10C8 | 10 | EV8-6790 | 8 | - | D | 3 | 32 | Pentode Section. | TB 11-6625-274-12/1 w/ C3
10C8 | 10 | EV2-1030 | 13 | - | D | 3 | 22 | Triode Section. | TB 11-6625-274-12/1 w/ C3
10CW5 | 10 | EV2-7930 | 9 | - | D | 3 | 50 | Short on 1, 2, 3, and 5. | NEL
10DA7 | 10 | EV7-6080 | 23 | - | C | 3 | 32 | Triode #1. | TB 11-6625-274-12/1 w/ C3
10DA7 | 10 | EV3-1090 | 55 | - | D | 3 | 25 | Triode #2. | TB 11-6625-274-12/1 w/ C3
10DE7 | 10 | EV7-6080 | 31 | - | B | 3 | 51 | Triode #1. | TB 11-6625-274-12/1 w/ C3
10DE7 | 10 | EV2-1090 | 54 | - | D | 3 | 33 | Triode #2. | TB 11-6625-274-12/1 w/ C3
10DR7 | 10 | EV7-6080 | 22 | - | B | 3 | 20 | Triode #1. | TB 11-6625-274-12/1 w/ C3
10DR7 | 10 | EV2-1090 | 54 | - | D | 3 | 31 | Triode #2. | TB 11-6625-274-12/1 w/ C3
10DX8 | 10 | EV8-6970 | 10 | - | D | 3 | 47 | Pentode Section. | NEL
10DX8 | 10 | EV1-2030 | 26 | - | B | 3 | 50 | Triode Section. | NEL
10EG7 | 10 | HY4-5060 | 32 | - | B | 3 | 50 | Triode #1. | TB 11-6625-274-12/1 w/ C3
10EG7 | 10 | HY1-2030 | 56 | - | D | 3 | 38 | Triode #2. | TB 11-6625-274-12/1 w/ C3
10EM7 | 10 | HY4-5060 | 20 | - | B | 3 | 25 | Triode #1. | TB 11-6625-274-12/1 w/ C3
10EM7 | 10 | HY1-2030 | 60 | - | D | 3 | 35 | Triode #2. | TB 11-6625-274-12/1 w/ C3
10EW7 | 10 | EV7-6080 | 37 | - | B | 3 | 26 | Triode #1. | NEL
10EW7 | 10 | EV2-1090 | 54 | - | D | 3 | 38 | Triode #2. | NEL
10GK6 | 10 | EV2-7813 | 10 | - | D | 3 | 47 |  | NEL
10GN8 | 10 | EV7-9860 | 10 | - | D | 3 | 42 | Pentode Section. | NEL
10GN8 | 10 | EV2-3010 | 20 | - | B | 3 | 38 | Triode Section. | NEL
10HF8 | 10 | EV7-9860 | 10 | - | D | 3 | 35 | Pentode Section. | TB 11-6625-274-12/1 w/ C3
10HF8 | 10 | EV2-3010 | 30 | - | B | 3 | 25 | Triode Section. | TB 11-6625-274-12/1 w/ C3
10JA8 | 10 | EV7-9860 | 27 | - | C | 3 | 32 | Tetrode Section. | T.O. 33AA21-5-31P
10JA8 | 10 | EV2-3010 | 27 | - | B | 3 | 39 | Triode Section. | T.O. 33AA21-5-31P
10JY8 | 10 | EV7-9860 | 20 | - | C | 3 | 63 | Pentode Section. | T.O. 33AA21-5-31P
10JY8 | 10 | EV2-3010 | 33 | - | B | 3 | 35 | Triode Section. | T.O. 33AA21-5-31P
10T10 | 10 | BU8-3290 | 35 | - | B | 3 | 62 | Pentode #1. Use Hickok Adapter Model 1704. Set adapter selectors to 2-3-4. | NEL
10T10 | 10 | BU3-7625 | 8 | - | B | 3 | 18 | Pentode #2. Use Hickok Adapter Model 1704. Set adapter selectors to 0-0-4. | NEL
10Y | 7.5 | ER3-2000 | 12 | - | B | 3 | 38 |  | TB 11-6625-274-12/1 w/ C3
11AF9 | 10 | FW8-1970 | 29 | - | B | 3 | 58 | Pentode #1. Use Hickok Adapter Model 1704. Set adapter selectors to 1-0-0. | NEL
11AF9 | 10 | FW1-4320 | 28 | - | B | 3 | 44 | Pentode #2. Use Hickok Adapter Model 1704. Set adapter selectors to 0-0-0. | NEL
11AR11 | 10 | BS4-8937 | 12 | - | C | 3 | 51 | Pentode #1. Use Hickok Adapter Model 1704. Set adapter selectors to 4-3-2. | T.O. 33AA21-5-31P
11AR11 | 10 | BX5-2364 | 12 | - | C | 3 | 51 | Pentode #2. Use Hickok Adapter Model 1704. Set adapter selectors to 0-0-7. | T.O. 33AA21-5-31P
11BM8 | 10 | EV3-6720 | 32 | - | C | 3 | 56 | Pentode Section. | DJN
11BM8 | 10 | EV1-9080 | 14 | - | B | 3 | 41 | Triode Section. | DJN
11BQ11 | 10 | BU2-8937 | 12 | - | C | 3 | 51 | Pentode #1. Use Hickok Adapter Model 1704. Set adapter selectors to 2-3-4. | T.O. 33AA21-5-31P
11BQ11 | 10 | BX5-2364 | 26 | - | B | 3 | 52 | Pentode #2. Use Hickok Adapter Model 1704. Set adapter selectors to 0-0-7. | T.O. 33AA21-5-31P
11BT11 | 10 | BV4-2386 | 32 | - | B | 3 | 45 | Pentode Section. Use Hickok Adapter Model 1704. Set adapter selectors to 3-4-5. | T.O. 33AA21-5-31P
11BT11 | 10 | BS5-7060 | 23 | - | C | 3 | 29 | Triode #1. Use Hickok Adapter Model 1704. Set adapter selectors to 0-0-2. | T.O. 33AA21-5-31P
11BT11 | 10 | BS3-9040 | 20 | - | C | 3 | 43 | Triode #2. Use Hickok Adapter Model 1704. Set adapter selectors to 0-0-2. | T.O. 33AA21-5-31P
11C5 | 10 | ET2-7610 | 32 | - | D | 3 | 23 |  | TB 11-6625-274-12/1 w/ C3
11CA11 | 10 | BU8-3297 | 30 | - | C | 3 | 37 | Pentode Section. Use Hickok Adapter Model 1704. Set adapter selectors to 2-3-4. | T.O. 33AA21-5-31P
11CA11 | 10 | BS6-4050 | 25 | - | C | 3 | 45 | Triode #1. Use Hickok Adapter Model 1704. Set adapter selectors to 0-0-2. | T.O. 33AA21-5-31P
11CA11 | 10 | BU3-2070 | 23 | - | C | 3 | 29 | Triode #2. Use Hickok Adapter Model 1704. Set adapter selectors to 0-0-4. | T.O. 33AA21-5-31P
11CY7 | 10 | EV7-6080 | 25 | - | B | 3 | 12 | Triode #1. | TB 11-6625-274-12/1 w/ C3
11CY7 | 10 | EV2-1090 | 65 | - | C | 3 | 50 | Triode #2. | TB 11-6625-274-12/1 w/ C3
11DS5 | 10 | ET1-5620 | 16 | - | D | 3 | 30 |  | DJN
11FY7 | 10 | BU2-3090 | 22 | - | B | 3 | 20 | Triode #1. Use Hickok Adapter Model 1704. Set adapter selectors to 2-3-4. | T.O. 33AA21-5-31P
11FY7 | 10 | BS3-5070 | 54 | - | D | 3 | 38 | Triode #2. Use Hickok Adapter Model 1704. Set adapter selectors to 0-0-2. | T.O. 33AA21-5-31P
11HM7 | 10 | EV2-7819 | 13 | - | D | 3 | 61 |  | T.O. 33AA21-5-31P
11LQ8 | 10 | EV7-9860 | 32 | - | B | 3 | 40 | Pentode Section. | T.O. 33AA21-5-31P
11LQ8 | 10 | EV2-3010 | 33 | - | B | 3 | 35 | Triode Section. | T.O. 33AA21-5-31P
11LT8 | 10 | EV9-3216 | 10 | - | D | 3 | 38 | Pentode Section. | T.O. 33AA21-5-31P
11LT8 | 10 | EV0-8070 | 0 | 70 | A | 2 | 40 | Diode #1. | T.O. 33AA21-5-31P
11LT8 | 10 | EV0-6070 | 0 | 70 | A | 2 | 40 | Diode #2. | T.O. 33AA21-5-31P
WD-12 | 1.1 | ER3-2000 | 45 | - | B | 3 | 16 |  | DJN
WX-12 | 1.1 | ER3-2000 | 45 | - | B | 3 | 38 |  | DJN
12A | 5 | ER3-2000 | 44 | - | B | 3 | 42 |  | TB 11-6625-274-12/1 w/ C3
12A4 | 12.6 | EV2-9010 | 25 | - | D | 3 | 39 |  | TB 11-6625-274-12/1 w/ C3
12A5 | 12.6 | HR4-2350 | 51 | - | B | 3 | 45 |  | TB 11-6625-274-12/1 w/ C3
12A6 | 12.6 | HS5-3481 | 12 | - | C | 3 | 38 |  | TB 11-6625-274-12/1 w/ C3
12A7 | 12.6 | HR0-2365 | 48 | - | B | 3 | 24 | Pentode Section. Cap connects to grid. | TB 11-6625-274-12/1 w/ C3
12A7 | 12.6 | HR0-5042 | 0 | 50 | A | 7 | 40 | Rectifier Section. | TB 11-6625-274-12/1 w/ C3
12A8 | 12.6 | HS5-4683 | 41 | - | B | 3 | 29 | Cap connects to grid #4. | TB 11-6625-274-12/1 w/ C3
12AB5 | 12.6 | EV3-9170 | 21 | - | C | 3 | 46 |  | TB 11-6625-274-12/1 w/ C3
12AC5 | 12.6 | ET2-6571 | 35 | - | A | 2 | 16 | Make no gas test. | TB 11-6625-274-12/1 w/ C3
12AC10 | 12.6 | BT9-2040 | 30 | - | B | 3 | 28 | Triode #1. Use Hickok Adapter Model 1704. set adapter selectors to 2-0-3. | NEL
12AC10 | 12.6 | BS7-5060 | 30 | - | B | 3 | 28 | Triode #2. Use Hickok Adapter Model 1704. set adapter selectors to 0-0-2. | NEL
12AC10 | 12.6 | BV4-2030 | 30 | - | B | 3 | 28 | Triode #3. Use Hickok Adapter Model 1704. set adapter selectors to 0-4-5. | NEL
12AD6 | 12.6 | ET7-6521 | 30 | 0 | A | 2 | 28 | Make no gas test. | TB 11-6625-274-12/1 w/ C3
12AD7 | 12.6 | EV7-6080 | 12 | - | B | 3 | 32 | Triode #1. | TB 11-6625-274-12/1 w/ C3
12AD7 | 12.6 | EV2-1030 | 12 | - | B | 3 | 32 | Triode #2. | TB 11-6625-274-12/1 w/ C3
12AE6 | 12.6 | ET0-7021 | 0 | 0 | A | 2 | 12 | Triode Section. Make no gas test. | TB 11-6625-274-12/1 w/ C3
12AE6 | 12.6 | ET0-6020 | 0 | 0 | A | 2 | 40 | Diode #1. | TB 11-6625-274-12/1 w/ C3
12AE6 | 12.6 | ET0-5020 | 0 | 0 | A | 2 | 40 | Diode #2. | TB 11-6625-274-12/1 w/ C3
12AE7 | 12.6 | EV0-6087 | 0 | 45 | A | 2 | 40 | Make no gas test. | TB 11-6625-274-12/1 w/ C3
12AE7 | 12.6 | EV0-1032 | 0 | 58 | A | 2 | 40 | Make no gas test. | TB 11-6625-274-12/1 w/ C3
12AF3 | 12.6 | EV0-0020 | 0 | 32 | A | See Note> | 60 | Cap connects to plate. Hold down pushbutton 8-METER REV. and press pushbutton 7-RECT. | TB 11-6625-274-12/1 w/ C3
12AF6 | 12.6 | ET1-5672 | 27 | - | B | # | 29 |  | TB 11-6625-274-12/1 w/ C3
12AG5 | 12.6 | ET1-5620 | 10 | - | D | 3 | 20 |  | TB 11-6625-274-12/1 w/ C3
12AG6 | 12.6 | ET7-6521 | 30 | 0 | A | 2 | 44 | Make no gas test. | TB 11-6625-274-12/1 w/ C3
12AH7 | 12.6 | HY5-6043 | 20 | - | B | 3 | 50 | Triode #1. | TB 11-6625-274-12/1 w/ C3
12AH7 | 12.6 | HY1-3026 | 20 | - | B | 3 | 50 | Triode #2. | TB 11-6625-274-12/1 w/ C3
12AJ6 | 12.6 | ET0-7021 | 0 | 0 | A | 2 | 8 | Triode Section. Make no gas test. | TB 11-6625-274-12/1 w/ C3
12AJ6 | 12.6 | ET0-6020 | 0 | 0 | A | 2 | 40 | Diode #1. | TB 11-6625-274-12/1 w/ C3
12AJ6 | 12.6 | ET0-5020 | 0 | 0 | A | 2 | 40 | Diode #2. | TB 11-6625-274-12/1 w/ C3
12AJ7 | 12.6 | EV2-6137 | 27 | - | B | 3 | 31 | Heptode Section. | TB 11-6625-274-12/1 w/ C3
12AJ7 | 12.6 | EV9-8036 | 26 | - | B | 3 | 50 | Triode Section. | TB 11-6625-274-12/1 w/ C3
12AL5 | 12.6 | ET0-7010 | 0 | 70 | A | 2 | 40 | Diode #1. | TB 11-6625-274-12/1 w/ C3
12AL5 | 12.6 | ET0-2050 | 0 | 70 | A | 2 | 40 | Diode #2. | TB 11-6625-274-12/1 w/ C3
12AL8 | 12.6 | EV0-3672 | 0 | 55 | A | 2 | 50 | Tetrode Section. Make No gas test | TB 11-6625-274-12/1 w/ C3
12AL8 | 12.6 | EV0-1098 | 0 | 0 | A | 2 | 10 | Triode Section. Make no gas test. | TB 11-6625-274-12/1 w/ C3
12AL11 | 12.6 | BU8-3290 | 35 | - | B | 3 | 62 | Pentode #1. Use Hickok Adapter Model 1704. Set adapter selectors to 2-3-4. | NEL
12AL11 | 12.6 | BV3-6724 | 8 | - | B | 3 | 18 | Pentode #2. Use Hickok Adapter Model 1704. Set adapter selectors to 0-0-5. | NEL
12AQ5 | 12.6 | ET1-5620 | 21 | - | C | 3 | 46 |  | TB 11-6625-274-12/1 w/ C3
12AS5 | 12.6 | ET2-7610 | 25 | - | D | 3 | 28 |  | TB 11-6625-274-12/1 w/ C3
12AT6 | 12.6 | ET1-7020 | 18 | - | B | 3 | 30 | Triode Section. | TB 11-6625-274-12/1 w/ C3
12AT6 | 12.6 | ET1-6020 | 0 | 0 | A | 2 | 40 | Diode #1. | TB 11-6625-274-12/1 w/ C3
12AT6 | 12.6 | ET1-5020 | 0 | 0 | A | 2 | 40 | Diode #2. | TB 11-6625-274-12/1 w/ C3
12AT7 | 12.6 | EV7-6080 | 10 | - | C | 3 | 50 | Triode #1. | TB 11-6625-274-12/1 w/ C3
12AT7 | 12.6 | EV2-1030 | 10 | - | C | 3 | 50 | Triode #2. | TB 11-6625-274-12/1 w/ C3
12AU6 | 12.6 | ET1-5672 | 16 | - | B | 3 | 58 |  | TB 11-6625-274-12/1 w/ C3
12AU7 | 12.6 | EV7-6080 | 24 | - | B | 3 | 56 | Triode #1. | TB 11-6625-274-12/1 w/ C3
12AU7 | 12.6 | EV2-1030 | 24 | - | B | 3 | 56 | Triode #2. | TB 11-6625-274-12/1 w/ C3
12AU8 | 12.6 | EV7-9860 | 10 | - | D | 3 | 30 | Pentode Section. | TB 11-6625-274-12/1 w/ C3
12AU8 | 12.6 | EV2-3010 | 9 | - | D | 3 | 25 | Triode Section. | TB 11-6625-274-12/1 w/ C3
12AV5 | 12.6 | HS1-5830 | 50 | - | C | 3 | 49 |  | TB 11-6625-274-12/1 w/ C3
12AV6 | 12.6 | ET1-7025 | 12 | - | B | 3 | 32 | Triode Section. | TB 11-6625-274-12/1 w/ C3
12AV6 | 12.6 | ET1-6025 | 0 | 0 | A | 2 | 40 | Diode #1. | TB 11-6625-274-12/1 w/ C3
12AV6 | 12.6 | ET1-5026 | 0 | 0 | A | 2 | 40 | Diode #2. | TB 11-6625-274-12/1 w/ C3
12AV7 | 12.6 | EV7-6080 | 18 | - | D | 3 | 21 | Triode #1. | TB 11-6625-274-12/1 w/ C3
12AV7 | 12.6 | EV2-1030 | 18 | - | D | 3 | 21 | Triode #2. | TB 11-6625-274-12/1 w/ C3
12AW6 | 12.6 | ET1-5627 | 10 | - | D | 3 | 20 |  | TB 11-6625-274-12/1 w/ C3
12AX3 | 12.6 | BS0-4070 | 0 | 54 | A | 7 | 40 | Use Hickok Adapter Model 1704. Set adapter selectors to 0-0-2. | T.O. 33AA21-5-31P
12AX4 | 12.6 | HY0-5030 | 0 | 54 | A | 7 | 40 |  | TB 11-6625-274-12/1 w/ C3
12AX7 | 12.6 | EV7-6080 | 12 | - | B | 3 | 32 | Triode #1. | TB 11-6625-274-12/1 w/ C3
12AX7 | 12.6 | EV2-1030 | 12 | - | B | 3 | 32 | Triode #2. | TB 11-6625-274-12/1 w/ C3
12AY3 | 12.6 | EV0-2090 | 0 | 38 | A | 7 | 50 | Use Hickok Adapter Model 1704. Set adapter selectors to 0-0-0. | NEL
12AY7 | 12.6 | EV7-6080 | 15 | - | B | 3 | 32 | Triode #1. | TB 11-6625-274-12/1 w/ C3
12AY7 | 12.6 | EV2-1030 | 15 | - | B | 3 | 32 | Triode #2. | TB 11-6625-274-12/1 w/ C3
12AZ7 | 12.6 | EV7-6080 | 10 | - | C | 3 | 50 | Triode #1. | TB 11-6625-274-12/1 w/ C3
12AZ7 | 12.6 | EV2-1030 | 10 | - | C | 3 | 50 | Triode #2. | TB 11-6625-274-12/1 w/ C3
12B4 | 12.6 | EV2-9010 | 50 | - | D | 3 | 32 |  | TB 11-6625-274-12/1 w/ C3
12B7 | 12.6 | JR6-2374 | 22 | - | B | 3 | 48 |  | TB 11-6625-274-12/1 w/ C3
12B8 | 12.6 | HS0-3410 | 22 | - | B | 3 | 46 | Pentode Section. Cap connects to grid. | TB 11-6625-274-12/1 w/ C3
12B8 | 12.6 | HS8-5060 | 0 | - | B | 3 | 50 | Triode Section. | TB 11-6625-274-12/1 w/ C3
12BA6 | 12.6 | ET1-5672 | 9 | - | C | 3 | 41 |  | TB 11-6625-274-12/1 w/ C3
12BA7 | 12.6 | EV7-9136 | - | - | - | - | - | Short Test Only! | TB 11-6625-274-12/1 w/ C3
12BA7 | 12.6 | EV2-1037 | 10 | - | D | 3 | 40 |  | TB 11-6625-274-12/1 w/ C3
12BD6 | 12.6 | ET1-5672 | 19 | - | B | 3 | 50 |  | TB 11-6625-274-12/1 w/ C3
12BE6 | 12.6 | ET7-5621 | - | - | - | - | - | Short Test Only! | T.O. 33AA21-5-31R
12BE6 | 12.6 | ET1-6027 | 17 | - | D | 3 | 36 |  | T.O. 33AA21-5-31R
12BF6 | 12.6 | ET1-7020 | 14 | - | B | 3 | 48 | Triode Section. | TB 11-6625-274-12/1 w/ C3
12BF6 | 12.6 | ET1-6020 | 0 | 0 | A | 2 | 40 | Diode #1. | TB 11-6625-274-12/1 w/ C3
12BF6 | 12.6 | ET1-5020 | 0 | 0 | A | 2 | 40 | Diode #2. | TB 11-6625-274-12/1 w/ C3
12BF11 | 12.6 | BS8-3490 | 31 | - | D | 3 | 33 | Pentode #1. Use Hickok Adapter Model 1704. Set adapter selectors to 4-3-2. | T.O. 33AA21-5-31P
12BF11 | 12.6 | BY3-7625 | 26 | - | B | 3 | 10 | Pentode #2. Use Hickok Adapter Model 1704. Set adapter selectors to 0-0-8. | T.O. 33AA21-5-31P
12BH7 | 12.6 | EV7-6082 | 29 | - | C | 3 | 30 | Triode #1. | TB 11-6625-274-12/1 w/ C3
12BH7 | 12.6 | EV2-1037 | 29 | - | C | 3 | 30 | Triode #2. | TB 11-6625-274-12/1 w/ C3
12BK5 | 12.6 | EV3-1860 | 0 | - | D | 3 | 28 |  | TB 11-6625-274-12/1 w/ C3
12BK6 | 12.6 | ET1-7025 | 6 | - | B | 3 | 32 | Triode Section. | TB 11-6625-274-12/1 w/ C3
12BK6 | 12.6 | ET0-6025 | 0 | 40 | A | 2 | 40 | Diode #1. | TB 11-6625-274-12/1 w/ C3
12BK6 | 12.6 | ET0-5027 | 0 | 40 | A | 2 | 40 | Diode #2. | TB 11-6625-274-12/1 w/ C3
12BL6 | 12.6 | ET2-6571 | 30 | 0 | A | 2 | 40 | Make no gas test. | TB 11-6625-274-12/1 w/ C3
12BN6 | 12.6 | ET2-7516 | 0 | - | B | 3 | 18 | Limiter grid. | TB 11-6625-274-12/1 w/ C3
12BN6 | 12.6 | ET6-7512 | 0 | - | B | 3 | 23 | Quadrature grid. | TB 11-6625-274-12/1 w/ C3
12BQ6 | 12.6 | HS5-0480 | 50 | - | C | 3 | 56 | Cap connects to plate. | TB 11-6625-274-12/1 w/ C3
12BR7 | 12.6 | EV2-1030 | 14 | - | D | 3 | 20 | Triode Section. | TB 11-6625-274-12/1 w/ C3
12BR7 | 12.6 | EV0-7080 | 0 | 70 | A | 2 | 40 | Diode #1. | TB 11-6625-274-12/1 w/ C3
12BR7 | 12.6 | EV0-6080 | 0 | 70 | A | 2 | 40 | Diode #2. | TB 11-6625-274-12/1 w/ C3
12BS3 | 12.6 | EV0-2090 | 0 | 60 | A | 7 | 42 | Use Hickok Adapter Model 1704. Set adapter selectors to 0-0-0. | T.O. 33AA21-5-31P
12BT6 | 12.6 | ET1-7020 | 13 | - | B | 3 | 33 | Triode Section. | TB 11-6625-274-12/1 w/ C3
12BT6 | 12.6 | ET1-6020 | 0 | 40 | A | 2 | 40 | Diode #1. | TB 11-6625-274-12/1 w/ C3
12BT6 | 12.6 | ET1-5020 | 0 | 40 | A | 2 | 40 | Diode #2. | TB 11-6625-274-12/1 w/ C3
12BU6 | 12.6 | ET1-7020 | 34 | - | B | 3 | 38 | Triode Section. | TB 11-6625-274-12/1 w/ C3
12BU6 | 12.6 | ET1-6020 | 0 | 40 | A | 2 | 40 | Diode #1. | TB 11-6625-274-12/1 w/ C3
12BU6 | 12.6 | ET1-5020 | 0 | 40 | A | 2 | 40 | Diode #2. | TB 11-6625-274-12/1 w/ C3
12BV7 | 12.6 | EV2-7813 | 9 | - | D | 3 | 46 |  | TB 11-6625-274-12/1 w/ C3
12BW4 | 12.6 | EV0-7091 | 0 | 15 | A | 7 | 40 | Plate #1. | TB 11-6625-274-12/1 w/ C3
12BW4 | 12.6 | EV0-1097 | 0 | 15 | A | 7 | 40 | Plate #2. | TB 11-6625-274-12/1 w/ C3
12BY7 | 12.6 | EV2-7813 | 9 | - | D | 3 | 46 |  | TB 11-6625-274-12/1 w/ C3
12BY7A | 12.6 | EV2-7813 | 9 | - | D | 3 | 46 |  | T.O. 33AA21-5-31G
12BZ6 | 12.6 | ET1-5627 | 20 | - | C | 3 | 31 |  | TB 11-6625-274-12/1 w/ C3
12BZ7 | 12.6 | EV7-6080 | 8 | - | D | 3 | 18 | Triode #1. | TB 11-6625-274-12/1 w/ C3
12BZ7 | 12.6 | EV2-1030 | 8 | - | D | 3 | 18 | Triode #2. | TB 11-6625-274-12/1 w/ C3
12C5 | 12.6 | ET2-7610 | 10 | - | D | # | 45 |  | TB 11-6625-274-12/1 w/ C3
12C8 | 12.6 | HS0-3681 | 24 | - | B | 3 | 29 | Pentode Section. Cap connects to grid #1. | TB 11-6625-274-12/1 w/ C3
12C8 | 12.6 | HS0-5083 | 0 | 0 | A | 2 | 40 | Diode #1. | TB 11-6625-274-12/1 w/ C3
12C8 | 12.6 | HS0-4083 | 0 | 0 | A | 2 | 40 | Diode #2. | TB 11-6625-274-12/1 w/ C3
12CA5 | 12.6 | ET2-7610 | 25 | - | D | 3 | 30 |  | TB 11-6625-274-12/1 w/ C3
12CM6 | 12.6 | EV3-9170 | 21 | - | C | 3 | 46 |  | TB 11-6625-274-12/1 w/ C3
12CN5 | 12.6 | ET0-6712 | 0 | 0 | A | 2 | 50 | Make no gas test. | TB 11-6625-274-12/1 w/ C3
12CR6 | 12.6 | ET7-5612 | 18 | - | B | 3 | 56 | Pentode Section. | TB 11-6625-274-12/1 w/ C3
12CR6 | 12.6 | ET0-2010 | 0 | 14 | A | 2 | 40 | Diode Section. | TB 11-6625-274-12/1 w/ C3
12CS6 | 12.6 | ET1-5627 | 20 | - | B | # | 8 | Grid #1. | TB 11-6625-274-12/1 w/ C3
12CS6 | 12.6 | ET7-5621 | 0 | - | B | # | 12 | Grid #3. | TB 11-6625-274-12/1 w/ C3
12CT8 | 12.6 | EV8-6790 | 10 | - | D | 3 | 30 | Pentode Section. | TB 11-6625-274-12/1 w/ C3
12CT8 | 12.6 | EV2-1030 | 9 | - | D | 3 | 25 | Triode Section. | TB 11-6625-274-12/1 w/ C3
12CU5 | 12.6 | ET2-7610 | 10 | - | D | # | 45 |  | TB 11-6625-274-12/1 w/ C3
12CU6 | 12.6 | HS5-0480 | 50 | - | C | 3 | 56 | Cap connects to plate. | TB 11-6625-274-12/1 w/ C3
12CX6 | 12.6 | ET2-6571 | 0 | 0 | A | 2 | 50 | Make no gas test. | TB 11-6625-274-12/1 w/ C3
12CZ5 | 12.6 | EV3-9170 | 15 | - | C | 3 | 60 |  | TB 11-6625-274-12/1 w/ C3
12D4 | 12.6 | HY0-5030 | 0 | 60 | A | 7 | 40 |  | TB 11-6625-274-12/1 w/ C3
12DB5 | 12.6 | EV3-9120 | 10 | - | D | # | 45 |  | TB 11-6625-274-12/1 w/ C3
12DE8 | 12.6 | EV7-8691 | 0 | 0 | A | 2 | 32 | Pentode Section. Make no gas test. | TB 11-6625-274-12/1 w/ C3
12DE8 | 12.6 | EV0-3020 | 0 | 58 | A | 2 | 40 | Diode Section. | TB 11-6625-274-12/1 w/ C3
12DF5 | 12.6 | EV0-6080 | 0 | 15 | A | 7 | 40 | Plate #1. | TB 11-6625-274-12/1 w/ C3
12DF5 | 12.6 | EV0-1030 | 0 | 15 | A | 7 | 40 | Plate #2. | TB 11-6625-274-12/1 w/ C3
12DF7 | 12.6 | EV7-6080 | 12 | - | B | 3 | 32 | Triode #1. | TB 11-6625-274-12/1 w/ C3
12DF7 | 12.6 | EV2-1030 | 12 | - | B | 3 | 32 | Triode #2. | TB 11-6625-274-12/1 w/ C3
12DJ8 | 12.6 | EV7-6080 | 20 | - | D | 3 | 62 | Triode #1. | NEL
12DJ8 | 12.6 | EV2-1030 | 20 | - | D | 3 | 62 | Triode #2. | NEL
12DK6 | 12.6 | ET1-5627 | 8 | - | D | 3 | 33 |  | NEL
12DK7 | 12.6 | EV0-3721 | 0 | 25 | A | 2 | 50 | Tetrode Section. Make No gas test | TB 11-6625-274-12/1 w/ C3
12DK7 | 12.6 | EV0-6020 | 0 | 0 | A | 2 | 25 | Diode #1. | TB 11-6625-274-12/1 w/ C3
12DK7 | 12.6 | EV0-9020 | 0 | 0 | A | 2 | 25 | Diode #2. | TB 11-6625-274-12/1 w/ C3
12DL8 | 12.6 | EV0-3627 | 0 | 48 | A | 2 | 60 | Tetrode Section. Make No gas test | TB 11-6625-274-12/1 w/ C3
12DL8 | 12.6 | EV0-9080 | 0 | 0 | A | 2 | 40 | Diode #1. | TB 11-6625-274-12/1 w/ C3
12DL8 | 12.6 | EV0-1080 | 0 | 0 | A | 2 | 40 | Diode #2. | TB 11-6625-274-12/1 w/ C3
12DM4 | 12.6 | HY0-5030 | 0 | 38 | A | 7 | 50 |  | TB 11-6625-274-12/1 w/ C3
12DM5 | 12.6 | ET2-7610 | 10 | - | D | # | 45 |  | TB 11-6625-274-12/1 w/ C3
12DQ6 | 12.6 | HS5-0480 | 36 | - | D | 3 | 30 | Cap connects to plate. | TB 11-6625-274-12/1 w/ C3
12DQ7 | 12.6 | EV2-7819 | 0 | - | D | 3 | 40 |  | TB 11-6625-274-12/1 w/ C3
12DS7 | 12.6 | EV7-3680 | 0 | 53 | A | 2 | 50 | Tetrode Section. Make No gas test | TB 11-6625-274-12/1 w/ C3
12DS7 | 12.6 | EV0-9080 | 0 | 0 | A | 2 | 32 | Diode #1. | TB 11-6625-274-12/1 w/ C3
12DS7 | 12.6 | EV0-1080 | 0 | 0 | A | 2 | 32 | Diode #2. | TB 11-6625-274-12/1 w/ C3
12DT5 | 12.6 | EV3-9170 | 31 | - | C | 3 | 60 |  | TB 11-6625-274-12/1 w/ C3
12DT7 | 12.6 | EV7-6080 | 12 | - | B | 3 | 32 | Triode #1. | TB 11-6625-274-12/1 w/ C3
12DT7 | 12.6 | EV2-1030 | 12 | - | B | 3 | 32 | Triode #2. | TB 11-6625-274-12/1 w/ C3
12DT8 | 12.6 | EV7-6089 | 10 | - | C | 3 | 50 | Triode #1. | T.O. 33AA21-5-31P
12DT8 | 12.6 | EV2-1039 | 10 | - | C | 3 | 50 | Triode #2. | T.O. 33AA21-5-31P
12DU7 | 12.6 | EV0-3621 | 0 | 40 | A | 2 | 50 | Tetrode Section. Make No gas test | TB 11-6625-274-12/1 w/ C3
12DU7 | 12.6 | EV0-9020 | 0 | 0 | A | 2 | 16 | Diode #1. | TB 11-6625-274-12/1 w/ C3
12DU7 | 12.6 | EV0-7020 | 0 | 0 | A | 2 | 16 | Diode #2. | TB 11-6625-274-12/1 w/ C3
12DV7 | 12.6 | EV0-6087 | 0 | 0 | A | 2 | 14 | Triode Section. Make No gas test | TB 11-6625-274-12/1 w/ C3
12DV7 | 12.6 | EV0-3010 | 0 | 0 | A | 2 | 16 | Diode #1. | TB 11-6625-274-12/1 w/ C3
12DV7 | 12.6 | EV0-2010 | 0 | 0 | A | 2 | 16 | Diode #2. | TB 11-6625-274-12/1 w/ C3
12DV8 | 12.6 | EV0-3627 | 0 | 56 | A | 2 | 32 | Tetrode Section. Make No gas test | TB 11-6625-274-12/1 w/ C3
12DV8 | 12.6 | EV0-9080 | 0 | 0 | A | 2 | 32 | Diode #1. | TB 11-6625-274-12/1 w/ C3
12DV8 | 12.6 | EV0-1080 | 0 | 0 | A | 2 | 32 | Diode #2. | TB 11-6625-274-12/1 w/ C3
12DW5 | 12.6 | EV3-9170 | 50 | - | C | 3 | 56 |  | TB 11-6625-274-12/1 w/ C3
12DW7 | 12.6 | EV7-6080 | 12 | - | B | 3 | 32 | Triode #1. | TB 11-6625-274-12/1 w/ C3
12DW7 | 12.6 | EV2-1030 | 24 | - | B | 3 | 55 | Triode #2. | TB 11-6625-274-12/1 w/ C3
12DW8 | 12.6 | EV7-6080 | 29 | 0 | A | 2 | 56 | Triode #1. Make no gas test. | TB 11-6625-274-12/1 w/ C3
12DW8 | 12.6 | EV2-1030 | 0 | 62 | A | 2 | 50 | Triode #2. Make no gas test. | TB 11-6625-274-12/1 w/ C3
12DW8 | 12.6 | EV0-9080 | 0 | 48 | A | 2 | 32 | Diode Section. | TB 11-6625-274-12/1 w/ C3
12DY8 | 12.6 | EV0-3621 | 0 | 42 | A | 2 | 50 | Tetrode Section. Make No gas test | TB 11-6625-274-12/1 w/ C3
12DY8 | 12.6 | EV0-8079 | 0 | 0 | A | 2 | 22 | Triode Section. | TB 11-6625-274-12/1 w/ C3
12DZ6 | 12.6 | ET2-6571 | 0 | 23 | A | 2 | 50 | Make no gas test. | TB 11-6625-274-12/1 w/ C3
12DZ8 | 12.6 | EV3-6720 | 24 | - | D | 3 | 30 | Pentode Section. | TB 11-6625-274-12/1 w/ C3
12DZ8 | 12.6 | EV1-9080 | 26 | - | B | 3 | 15 | Triode Section. | TB 11-6625-274-12/1 w/ C3
12EA6 | 12.6 | ET2-6571 | 0 | 18 | A | 2 | 50 | Make no gas test. | TB 11-6625-274-12/1 w/ C3
12EC8 | 12.6 | EV0-7689 | 0 | 0 | A | 2 | 28 | Pentode Section. Make no gas test. | TB 11-6625-274-12/1 w/ C3
12EC8 | 12.6 | EV0-2031 | 0 | 13 | A | 2 | 38 | Triode Section. | TB 11-6625-274-12/1 w/ C3
12ED5 | 12.6 | ET2-7610 | 25 | - | D | 3 | 30 |  | TB 11-6625-274-12/1 w/ C3
12EG6 | 12.6 | ET7-6521 | 0 | 0 | A | 2 | 50 | Make no gas test. | TB 11-6625-274-12/1 w/ C3
12EH5 | 12.6 | ET2-7610 | 31` | - | C | 3 | 50 |  | TB 11-6625-274-12/1 w/ C3
12EK6 | 12.6 | ET2-6571 | 0 | 24 | A | 2 | 50 | Make no gas test. | TB 11-6625-274-12/1 w/ C3
12EL6 | 12.6 | ET0-2071 | 0 | 0 | A | 2 | 6 | Triode Section. Make no gas test. | TB 11-6625-274-12/1 w/ C3
12EL6 | 12.6 | ET0-6070 | 0 | 0 | A | 2 | 20 | Diode #1. | TB 11-6625-274-12/1 w/ C3
12EL6 | 12.6 | ET0-5070 | 0 | 0 | A | 2 | 20 | Diode #2. | TB 11-6625-274-12/1 w/ C3
12EM6 | 12.6 | EV0-3621 | 0 | 25 | A | 2 | 50 | Tetrode Section. Make No gas test | TB 11-6625-274-12/1 w/ C3
12EM6 | 12.6 | EV0-9020 | 0 | 0 | A | 2 | 25 | Diode Section. | TB 11-6625-274-12/1 w/ C3
12EN6 | 12.6 | HS5-3480 | 40 | - | D | 3 | 30 |  | TB 11-6625-274-12/1 w/ C3
12EQ7 | 12.6 | EV2-7631 | 29 | - | D | 3 | 27 | Pentode Section. | TB 11-6625-274-12/1 w/ C3
12EQ7 | 12.6 | EV0-8030 | 0 | 0 | A | 2 | 34 | Diode Section. | TB 11-6625-274-12/1 w/ C3
12ER5 | 12.6 | ET2-5010 | 12 | - | D | 3 | 35 |  | TB 11-6625-274-12/1 w/ C3
12EZ6 | 12.6 | ET2-6571 | 0 | 0 | A | 2 | 37 | Make no gas test. | TB 11-6625-274-12/1 w/ C3
12F5 | 12.6 | HS0-4080 | 12 | - | B | 3 | 25 | Cap connects to grid. | TB 11-6625-274-12/1 w/ C3
12F8 | 12.6 | EV9-2378 | 30 | 0 | A | 2 | 16 | Pentode Section. Make no gas test. | TB 11-6625-274-12/1 w/ C3
12F8 | 12.6 | EV0-6070 | 0 | 0 | A | 2 | 20 | Diode #1. | TB 11-6625-274-12/1 w/ C3
12F8 | 12.6 | EV0-1070 | 0 | 0 | A | 2 | 20 | Diode #2. | TB 11-6625-274-12/1 w/ C3
12FK6 | 12.6 | ET1-7020 | 23 | 0 | A | 2 | 32 | Triode Section. Make no gas test. | TB 11-6625-274-12/1 w/ C3
12FK6 | 12.6 | ET0-6025 | 0 | 0 | A | 2 | 23 | Diode #1. | TB 11-6625-274-12/1 w/ C3
12FK6 | 12.6 | ET0-5026 | 0 | 0 | A | 2 | 23 | Diode #2. | TB 11-6625-274-12/1 w/ C3
12FM6 | 12.6 | ET0-7021 | 0 | 0 | A | 2 | 31 | Triode Section. Make no gas test. | TB 11-6625-274-12/1 w/ C3
12FM6 | 12.6 | ET0-6020 | 0 | 0 | A | 2 | 25 | Diode #1. | TB 11-6625-274-12/1 w/ C3
12FM6 | 12.6 | ET0-5020 | 0 | 0 | A | 2 | 25 | Diode #2. | TB 11-6625-274-12/1 w/ C3
12FQ7 | 12.6 | EV7-6080 | 23 | - | B | 3 | 50 | Triode #1. | NEL
12FQ7 | 12.6 | EV2-1030 | 23 | - | B | 3 | 50 | Triode #2. | NEL
12FQ8 | 12.6 | EV7-8090 | 11 | - | B | 3 | 22 | Triode #1. Plate #1. | TB 11-6625-274-12/1 w/ C3
12FQ8 | 12.6 | EV7-6090 | 11 | - | B | 3 | 22 | Triode #1. Plate #2. | TB 11-6625-274-12/1 w/ C3
12FQ8 | 12.6 | EV2-3090 | 11 | - | B | 3 | 22 | Triode #2. Plate #1. | TB 11-6625-274-12/1 w/ C3
12FQ8 | 12.6 | EV2-1090 | 11 | - | B | 3 | 22 | Triode #2. Plate #2. | TB 11-6625-274-12/1 w/ C3
12FR8 | 12.6 | EV3-6700 | 40 | 43 | A | 2 | 44 | Pentode Section. Make no gas test. | TB 11-6625-274-12/1 w/ C3
12FR8 | 12.6 | EV1-9020 | 25 | 10 | A | 2 | 40 | Triode Section. Make no gas test. | TB 11-6625-274-12/1 w/ C3
12FR8 | 12.6 | EV0-8020 | 0 | 0 | A | 2 | 26 | Diode Section. | TB 11-6625-274-12/1 w/ C3
12FT6 | 12.6 | ET1-7020 | 0 | 34 | A | 2 | 50 | Triode Section. Make no gas test. | TB 11-6625-274-12/1 w/ C3
12FT6 | 12.6 | ET0-6020 | 0 | 0 | A | 2 | 32 | Diode #1. | TB 11-6625-274-12/1 w/ C3
12FT6 | 12.6 | ET0-5020 | 0 | 0 | A | 2 | 32 | Diode #2. | TB 11-6625-274-12/1 w/ C3
12FX8 | 12.6 | EV9-1372 | 30 | 0 | A | 2 | 42 | Heptode Section. Make no gas test. | TB 11-6625-274-12/1 w/ C3
12FX8 | 12.6 | EV0-8006 | 0 | 42 | A | 2 | 65 | Triode Section. Make no gas test. | TB 11-6625-274-12/1 w/ C3
12G4 | 12.6 | ET6-1070 | 23 | - | B | 3 | 50 |  | TB 11-6625-274-12/1 w/ C3
12G8 | 12.6 | EV0-6078 | 0 | 30 | A | 2 | 50 | Triode #1. Make no gas test. | TB 11-6625-274-12/1 w/ C3
12G8 | 12.6 | EV0-1023 | 0 | 0 | A | 2 | 32 | Triode #2. Make no gas test. | TB 11-6625-274-12/1 w/ C3
12GA6 | 12.6 | ET7-6521 | 30 | 0 | A | 2 | 33 | Make no gas test. | TB 11-6625-274-12/1 w/ C3
12GC6 | 12.6 | HS5-0830 | 47 | - | D | 3 | 32 | Cap connects to plate. | TB 11-6625-274-12/1 w/ C3
12GE5 | 12.6 | BV4-7230 | 36 | - | D | 3 | 30 | Use Hickok Adapter Model 1704. Set adapter selectors to 3-4-5. | NEL
12GN7 | 12.6 | EV2-7813 | 9 | - | D | 3 | 46 | Best seen = 94. | DJN
12GW6 | 12.6 | HS5-0480 | 34 | - | D | # | 38 | Cap connects to plate. | TB 11-6625-274-12/1 w/ C3
12H6 | 12.6 | HS0-5081 | 0 | 63 | A | 2 | 40 | Diode #1. | TB 11-6625-274-12/1 w/ C3
12H6 | 12.6 | HS0-3041 | 0 | 63 | A | 2 | 40 | Diode #2. | TB 11-6625-274-12/1 w/ C3
12HG7 | 12.6 | EV2-7813 | 9 | - | D | 3 | 46 | Best seen = 94. | DJN
12J5 | 12.6 | HS5-3081 | 23 | - | B | 3 | 50 |  | TB 11-6625-274-12/1 w/ C3
12J7 | 12.6 | HS0-3485 | 22 | - | B | 3 | 31 | Cap connects to grid. | TB 11-6625-274-12/1 w/ C3
12J8 | 12.6 | EV0-3621 | 0 | 30 | A | 2 | 50 | Tetrode Section. Make No gas test | TB 11-6625-274-12/1 w/ C3
12J8 | 12.6 | EV0-9070 | 0 | 56 | A | 2 | 40 | Diode #1. | TB 11-6625-274-12/1 w/ C3
12J8 | 12.6 | EV0-8070 | 0 | 56 | A | 2 | 40 | Diode #2. | TB 11-6625-274-12/1 w/ C3
12JB6 | 12.6 | EV2-0138 | 34 | - | D | # | 38 | Cap=Plate. Use Hickok Adapter Model 1704. Set adapter selectors to 0-0-0. | NEL
12JN6 | 12.6 | BW5-7324 | 48 | - | D | 3 | 32 | Use Hickok Adapter Model 1704. Set adapter selectors to 0-5-6. | NEL
12K5 | 12.6 | ET2-7510 | 10 | - | C | See Note> | 38 | Make no gas test. Hold down pushbutton 2-DIODE and press pushbutton 3-MUT.COND. Release pushbutton 3 before pushbutton 2. | TB 11-6625-274-12/1 w/ C3
12K7 | 12.6 | HS0-3485 | 19 | - | B | 3 | 36 | Cap connects to grid. | TB 11-6625-274-12/1 w/ C3
12K8 | 12.6 | HS5-3486 | 11 | - | B | 3 | 25 | Hexode Section. Cap connects to grid #3 hexode.. | TB 11-6625-274-12/1 w/ C3
12K8 | 12.6 | HS5-6483 | 0 | - | C | 3 | 30 | Triode Section. | TB 11-6625-274-12/1 w/ C3
12L6 | 12.6 | HS5-3480 | 10 | - | D | # | 45 |  | TB 11-6625-274-12/1 w/ C3
12L8 | 12.6 | HW1-8523 | 10 | - | B | 3 | 54 | Pentode #1. | TB 11-6625-274-12/1 w/ C3
12L8 | 12.6 | HW3-4521 | 10 | - | B | 3 | 54 | Pentode #2. | TB 11-6625-274-12/1 w/ C3
12Q7 | 12.6 | HS0-3080 | 17 | - | B | 3 | 20 | Triode Section. Cap connects to grid. | TB 11-6625-274-12/1 w/ C3
12Q7 | 12.6 | HS0-5083 | 0 | 14 | A | 2 | 40 | Diode #1. | TB 11-6625-274-12/1 w/ C3
12Q7 | 12.6 | HS0-4083 | 0 | 14 | A | 2 | 40 | Diode #2. | TB 11-6625-274-12/1 w/ C3
12R5 | 12.6 | ET2-7610 | 20 | - | D | # | 35 |  | TB 11-6625-274-12/1 w/ C3
12S8 | 12.6 | HY0-6020 | 10 | - | B | 3 | 23 | Triode Section. Cap connects to grid. | TB 11-6625-274-12/1 w/ C3
12S8 | 12.6 | HY0-3050 | 0 | 14 | A | 2 | 40 | Diode #1. | TB 11-6625-274-12/1 w/ C3
12S8 | 12.6 | HY0-4020 | 0 | 14 | A | 2 | 40 | Diode #2. | TB 11-6625-274-12/1 w/ C3
12S8 | 12.6 | HY0-1020 | 0 | 14 | A | 2 | 40 | Diode #3. | TB 11-6625-274-12/1 w/ C3
12SA7 | 12.6 | HS8-3465 | - | - | - | - | - | Short Test Only! | TB 11-6625-274-12/1 w/ C3
12SA7 | 12.6 | HS5-4068 | 0 | - | C | 3 | 50 |  | TB 11-6625-274-12/1 w/ C3
12SC7 | 12.6 | HY4-5062 | 0 | - | B | 3 | 25 | Triode #1. | TB 11-6625-274-12/1 w/ C3
12SC7 | 12.6 | HY3-2065 | 0 | - | B | 3 | 25 | Triode #2. | TB 11-6625-274-12/1 w/ C3
12SF5 | 12.6 | HY3-5020 | 12 | - | B | 3 | 25 |  | TB 11-6625-274-12/1 w/ C3
12SF7 | 12.6 | HY2-6431 | 0 | - | B | 3 | 50 | Pentode Section. | TB 11-6625-274-12/1 w/ C3
12SF7 | 12.6 | HY0-5036 | 0 | 14 | A | 2 | 40 | Diode Section. | TB 11-6625-274-12/1 w/ C3
12SG7 | 12.6 | HS4-8651 | 0 | - | C | 3 | 42 |  | TB 11-6625-274-12/1 w/ C3
12SH7 | 12.6 | HS4-8651 | 0 | - | C | 3 | 43 |  | TB 11-6625-274-12/1 w/ C3
12SJ7 | 12.6 | HS4-8653 | 22 | - | B | 3 | 40 |  | TB 11-6625-274-12/1 w/ C3
12SK7 | 12.6 | HS4-8653 | 22 | - | B | 3 | 48 |  | TB 11-6625-274-12/1 w/ C3
12SL7 | 12.6 | HY4-5062 | 0 | - | B | 3 | 32 | Triode #1. | TB 11-6625-274-12/1 w/ C3
12SL7 | 12.6 | HY1-2035 | 0 | - | B | 3 | 32 | Triode #2. | TB 11-6625-274-12/1 w/ C3
12SN7 | 12.6 | HY4-5062 | 23 | - | B | 3 | 50 | Triode #1. | TB 11-6625-274-12/1 w/ C3
12SN7 | 12.6 | HY1-2035 | 23 | - | B | 3 | 50 | Triode #2. | TB 11-6625-274-12/1 w/ C3
12SQ7 | 12.6 | HY2-6031 | 11 | - | B | 3 | 19 | Triode Section. | TB 11-6625-274-12/1 w/ C3
12SQ7 | 12.6 | HY0-5036 | 0 | 14 | A | 2 | 20 | Diode #1. | TB 11-6625-274-12/1 w/ C3
12SQ7 | 12.6 | HY0-4036 | 0 | 14 | A | 2 | 20 | Diode #2. | TB 11-6625-274-12/1 w/ C3
12SR7 | 12.6 | HY2-6031 | 18 | - | B | 3 | 48 | Triode Section. | TB 11-6625-274-12/1 w/ C3
12SR7 | 12.6 | HY0-5036 | 0 | 14 | A | 2 | 20 | Diode #1. | TB 11-6625-274-12/1 w/ C3
12SR7 | 12.6 | HY0-4036 | 0 | 14 | A | 2 | 20 | Diode #2. | TB 11-6625-274-12/1 w/ C3
12SW7 | 12.6 | HY2-6031 | 14 | - | B | 3 | 48 | Triode Section. | TB 11-6625-274-12/1 w/ C3
12SW7 | 12.6 | HY0-5036 | 0 | 14 | A | 2 | 40 | Diode #1. | TB 11-6625-274-12/1 w/ C3
12SW7 | 12.6 | HY0-4036 | 0 | 14 | A | 2 | 40 | Diode #2. | TB 11-6625-274-12/1 w/ C3
12SX7 | 12.6 | HY4-5062 | 14 | - | C | 3 | 33 | Triode #1. | TB 11-6625-274-12/1 w/ C3
12SX7 | 12.6 | HY1-2035 | 14 | - | C | 3 | 33 | Triode #2. | TB 11-6625-274-12/1 w/ C3
12SY7 | 12.6 | HS8-3465 | - | - | - | - | - | Short Test Only! | TB 11-6625-274-12/1 w/ C3
12SY7 | 12.6 | HS5-4068 | 15 | - | D | 3 | 23 |  | TB 11-6625-274-12/1 w/ C3
12T10 | 12.6 | BU8-3290 | 35 | - | B | 3 | 62 | Pentode #1. Use Hickok Adapter Model 1704. Set adapter selectors to 2-3-4. | T.O. 33AA21-5-31P
12T10 | 12.6 | BU3-7625 | 8 | - | B | 3 | 18 | Pentode #2. Use Hickok Adapter Model 1704. Set adapter selectors to 0-0-4. | T.O. 33AA21-5-31P
12U7 | 12.6 | EV0-6087 | 0 | 0 | A | 2 | 12 | Triode #1. Make no gas test. | TB 11-6625-274-12/1 w/ C3
12U7 | 12.6 | EV0-1032 | 0 | 0 | A | 2 | 12 | Triode #2. Make no gas test. | TB 11-6625-274-12/1 w/ C3
12V6 | 12.6 | HS5-3480 | 21 | - | C | 3 | 46 |  | TB 11-6625-274-12/1 w/ C3
12W6 | 12.6 | HS5-3480 | 10 | - | D | # | 45 |  | TB 11-6625-274-12/1 w/ C3
12X4 | 12.6 | ET0-6070 | 0 | 30 | A | 7 | 40 | Plate #1. | TB 11-6625-274-12/1 w/ C3
12X4 | 12.6 | ET0-1070 | 0 | 30 | A | 7 | 40 | Plate #2. | TB 11-6625-274-12/1 w/ C3
12Z3 | 12.6 | ER0-2030 | 0 | 52 | A | 7 | 40 |  | TB 11-6625-274-12/1 w/ C3
12Z5 | 12.6 | GS0-5040 | 0 | 38 | A | 7 | 40 | Plate #1. | TB 11-6625-274-12/1 w/ C3
12Z5 | 12.6 | GS0-3040 | 0 | 38 | A | 7 | 40 | Plate #2. | TB 11-6625-274-12/1 w/ C3
13CW4 | 12.6 | DR4-2080 | 16 | - | D | 3 | 44 | Use Hickok adapter Code No. 1050-127. | DJN
13DE7 | 12.6 | EV7-6080 | 31 | - | B | 3 | 51 | Triode #1. | TB 11-6625-274-12/1 w/ C3
13DE7 | 12.6 | EV2-1090 | 54 | - | D | 3 | 33 | Triode #2. | TB 11-6625-274-12/1 w/ C3
13DR7 | 12.6 | EV7-6080 | 22 | - | B | 3 | 20 | Triode #1. | TB 11-6625-274-12/1 w/ C3
13DR7 | 12.6 | EV2-1090 | 54 | - | D | 3 | 31 | Triode #2. | TB 11-6625-274-12/1 w/ C3
13EM7 | 12.6 | HY4-5060 | 20 | - | B | 3 | 25 | Triode #1. | TB 11-6625-274-12/1 w/ C3
13EM7 | 12.6 | HY1-2030 | 60 | - | D | 3 | 35 | Triode #2. | TB 11-6625-274-12/1 w/ C3
13FR7 | 12.6 | EV7-6080 | 20 | - | B | 3 | 25 | Triode #1. | TB 11-6625-274-12/1 w/ C3
13FR7 | 12.6 | EV3-1090 | 60 | - | D | 3 | 35 | Triode #2. | TB 11-6625-274-12/1 w/ C3
14A4 | 12.6 | JR6-2070 | 23 | - | B | 3 | 50 |  | TB 11-6625-274-12/1 w/ C3
14A5 | 12.6 | JR6-2370 | 12 | - | C | 3 | 38 |  | TB 11-6625-274-12/1 w/ C3
14A7 | 12.6 | JR6-2375 | 22 | - | B | 3 | 48 |  | TB 11-6625-274-12/1 w/ C3
14AF7 | 12.6 | JR5-6070 | 21 | - | C | 3 | 33 | Triode #1. | TB 11-6625-274-12/1 w/ C3
14AF7 | 12.6 | JR4-3020 | 21 | - | C | 3 | 33 | Triode #2. | TB 11-6625-274-12/1 w/ C3
14B6 | 12.6 | JR3-2070 | 0 | - | B | 3 | 28 | Triode Section. | TB 11-6625-274-12/1 w/ C3
14B6 | 12.6 | JR0-6072 | 0 | 14 | A | 2 | 40 | Diode #1. | TB 11-6625-274-12/1 w/ C3
14B6 | 12.6 | JR0-5072 | 0 | 14 | A | 2 | 40 | Diode #2. | TB 11-6625-274-12/1 w/ C3
14B8 | 12.6 | JR6-2574 | - | - | - | - | - | Short Test Only! | TB 11-6625-274-12/1 w/ C3
14B8 | 12.6 | JR4-5376 | 44 | - | B | 3 | 29 |  | TB 11-6625-274-12/1 w/ C3
14BL11 | 12.6 | BV4-2380 | 32 | - | B | 3 | 45 | Pentode section. Use Hickok adapter model 1704. Set adapter selectors to 3-4-5. | T.O. 33AA21-5-31P
14BL11 | 12.6 | BS5-7060 | 23 | - | C | 3 | 29 | Triode #1. Use Hickok adapter model 1704. Set adapter selectors to 0-0-2. | T.O. 33AA21-5-31P
14BL11 | 12.6 | BS3-9040 | 20 | - | C | 3 | 43 | Triode #2. Use Hickok adapter model 1704. Set adapter selectors to 0-0-2. | T.O. 33AA21-5-31P
14BR11 | 12.6 | BW2-5340 | 27 | - | C | 3 | 38 | Pentode section. Use Hickok adapter model 1704. Set adapter selectors to 0-5-6. | T.O. 33AA21-5-31P
14BR11 | 12.6 | BS8-6050 | 29 | - | B | 3 | 38 | Triode #1. Use Hickok adapter model 1704. Set adapter selectors to 0-0-2. | T.O. 33AA21-5-31P
14BR11 | 12.6 | BT2-9020 | 24 | - | B | 3 | 54 | Triode #2. Use Hickok adapter model 1704. Set adapter selectors to 2-0-3. | T.O. 33AA21-5-31P
14C5 | 12.6 | JR6-2370 | 23 | - | C | 3 | 46 |  | TB 11-6625-274-12/1 w/ C3
14C7 | 12.6 | JR6-2374 | 22 | - | B | 3 | 33 |  | TB 11-6625-274-12/1 w/ C3
14E6 | 12.6 | JR3-2070 | 12 | - | B | 3 | 55 | Triode Section. | TB 11-6625-274-12/1 w/ C3
14E6 | 12.6 | JR0-6072 | 0 | 14 | A | 2 | 40 | Diode #1. | TB 11-6625-274-12/1 w/ C3
14E6 | 12.6 | JR0-5072 | 0 | 14 | A | 2 | 40 | Diode #2. | TB 11-6625-274-12/1 w/ C3
14E7 | 12.6 | JR6-2570 | 24 | - | B | 3 | 33 | Pentode Section. | TB 11-6625-274-12/1 w/ C3
14E7 | 12.6 | JR0-4072 | 0 | 0 | A | 2 | 30 | Diode #1. | TB 11-6625-274-12/1 w/ C3
14E7 | 12.6 | JR0-3072 | 0 | 0 | A | 2 | 30 | Diode #2. | TB 11-6625-274-12/1 w/ C3
14F7 | 12.6 | JR5-6073 | 0 | - | B | 3 | 40 | Triode #1. | TB 11-6625-274-12/1 w/ C3
14F7 | 12.6 | JR4-3026 | 0 | - | B | 3 | 40 | Triode #2. | TB 11-6625-274-12/1 w/ C3
14F8 | 12.6 | HS8-6050 | 10 | - | D | 3 | 25 | Triode #1. | TB 11-6625-274-12/1 w/ C3
14F8 | 12.6 | HS1-3040 | 10 | - | D | 3 | 25 | Triode #2. | TB 11-6625-274-12/1 w/ C3
14GT8 | 12.6 | EV8-9070 | 20 | - | B | 3 | 12 | Triode Section. | TB 11-6625-274-12/1 w/ C3
14GT8 | 12.6 | EV0-2030 | 0 | 0 | A | 2 | 32 | Diode #1. | TB 11-6625-274-12/1 w/ C3
14GT8 | 12.6 | EV0-6010 | 0 | 0 | A | 2 | 32 | Diode #2. | TB 11-6625-274-12/1 w/ C3
14H7 | 12.6 | JR6-2374 | 10 | - | D | 3 | 19 |  | TB 11-6625-274-12/1 w/ C3
14J7 | 12.6 | JR6-2574 | 18 | - | B | 3 | 20 | Heptode Section. | TB 11-6625-274-12/1 w/ C3
14J7 | 12.6 | JR4-3576 | 18 | - | B | 3 | 25 | Triode Section. | TB 11-6625-274-12/1 w/ C3
14JG8 | 12.6 | EV8-9070 | 10 | - | B | 3 | 38 | Triode Section. | TB 11-6625-274-12/1 w/ C3
14JG8 | 12.6 | EV0-6010 | 0 | 70 | A | 2 | 40 | Diode #1. | TB 11-6625-274-12/1 w/ C3
14JG8 | 12.6 | EV0-2030 | 0 | 70 | A | 2 | 40 | Diode #2. | TB 11-6625-274-12/1 w/ C3
14N7 | 12.6 | JR5-6073 | 23 | - | B | 3 | 50 | Triode #1. | TB 11-6625-274-12/1 w/ C3
14N7 | 12.6 | JR4-3026 | 23 | - | B | 3 | 50 | Triode #2. | TB 11-6625-274-12/1 w/ C3
14Q7 | 12.6 | JR6-2375 | - | - | - | - | - | Short Test Only! | TB 11-6625-274-12/1 w/ C3
14Q7 | 12.6 | JR4-3076 | 20 | - | C | 3 | 57 |  | TB 11-6625-274-12/1 w/ C3
14R7 | 12.6 | JR6-2570 | 10 | - | C | 3 | 38 | Pentode Section. | TB 11-6625-274-12/1 w/ C3
14R7 | 12.6 | JR0-4072 | 0 | 0 | A | 2 | 30 | Diode #1. | TB 11-6625-274-12/1 w/ C3
14R7 | 12.6 | JR0-3072 | 0 | 0 | A | 2 | 30 | Diode #2. | TB 11-6625-274-12/1 w/ C3
14S7 | 12.6 | JR6-2574 | 18 | - | B | 3 | 38 | Heptode Section. | TB 11-6625-274-12/1 w/ C3
14S7 | 12.6 | JR4-3576 | 0 | - | B | 3 | 38 | Triode Section. | TB 11-6625-274-12/1 w/ C3
14V7 | 12.6 | JR6-2374 | 6 | - | C | 3 | 50 |  | TB 11-6625-274-12/1 w/ C3
14W7 | 12.6 | JR6-2375 | 10 | - | D | 3 | 18 |  | TB 11-6625-274-12/1 w/ C3
14X7 | 12.6 | JR3-2040 | 0 | - | B | 3 | 23 | Triode Section. | TB 11-6625-274-12/1 w/ C3
14X7 | 12.6 | JR0-5040 | 0 | 67 | A | 2 | 40 | Diode #1. | TB 11-6625-274-12/1 w/ C3
14X7 | 12.6 | JR0-6070 | 0 | 67 | A | 2 | 40 | Diode #2. | TB 11-6625-274-12/1 w/ C3
14Y4 | 12.6 | JR0-6070 | 0 | 30 | A | 7 | 40 | Plate #1. | TB 11-6625-274-12/1 w/ C3
14Y4 | 12.6 | JR0-3070 | 0 | 30 | A | 7 | 40 | Plate #2. | TB 11-6625-274-12/1 w/ C3
14Z3 | 12.6 | ER0-2030 | 0 | 52 | A | 7 | 40 |  | TB 11-6625-274-12/1 w/ C3
15 | 2 | FR0-2340 | 10 | - | B | # | 16 | Cap connects to grid. | TB 11-6625-274-12/1 w/ C3
15A6 | 12.6 | EV2-7136 | 7 | - | D | 3 | 50 |  | TB 11-6625-274-12/1 w/ C3
15AF11 | 12.6 | BV4-2390 | 20 | - | C | 3 | 63 | Pentode Section. Make LINE TEST at 64. Use Hickok Adapter Model 1704. Set adapter selectors to 3-4-5. | T.O. 33AA21-5-31P
15AF11 | 12.6 | BS6-8050 | 27 | - | B | 3 | 55 | Triode #1. Make LINE TEST at 64. Use Hickok Adapter Model 1704. Set adapter selectors to 0-0-2. | T.O. 33AA21-5-31P
15AF11 | 12.6 | BS3-4070 | 20 | - | B | 3 | 55 | Triode #2. Make LINE TEST at 64. Use Hickok Adapter Model 1704. Set adapter selectors to 0-0-2. | T.O. 33AA21-5-31P
15BD11 | 12.6 | BV4-2390 | 27 | - | C | 3 | 38 | Pentode Section. Make LINE TEST at 64. Use Hickok Adapter Model 1704. Set adapter selectors to 3-4-5. | T.O. 33AA21-5-31P
15BD11 | 12.6 | BS6-8050 | 29 | - | B | 3 | 38 | Triode #1. Make LINE TEST at 64. Use Hickok Adapter Model 1704. Set adapter selectors to 0-0-2. | T.O. 33AA21-5-31P
15BD11 | 12.6 | BS3-4070 | 24 | - | B | 3 | 54 | Triode #2. Make LINE TEST at 64. Use Hickok Adapter Model 1704. Set adapter selectors to 0-0-2. | T.O. 33AA21-5-31P
15CW5 | 12.6 | EV2-7930 | 9 | - | D | 3 | 50 | Make LINE TEST at 64. Short on 1, 2, 3, and 5. | NEL
15EA7 | 12.6 | JX4-5060 | 10 | - | B | 3 | 39 | Triode #1. | TB 11-6625-274-12/1 w/ C3
15EA7 | 12.6 | JX1-2030 | 56 | - | D | 3 | 33 | Triode #2. | TB 11-6625-274-12/1 w/ C3
15EW6 | 12.6 | ET1-5627 | 24 | - | C | 3 | 41 | Set LINE TEST at 68. | TB 11-6625-274-12/1 w/ C3
15EW7 | 12.6 | EV7-6080 | 37 | - | B | 3 | 26 | Triode #1. Set LINE TEST at 68. | NEL
15EW7 | 12.6 | EV2-1090 | 54 | - | D | 3 | 38 | Triode #2. Set LINE TEST at 68. | NEL
16A5 | 20 | EV2-7930 | 27 | - | C | 3 | 56 | Make LINE TEST at 50. | TB 11-6625-274-12/1 w/ C3
16A8 | 20 | EV3-6720 | 26 | - | C | 3 | 58 | Make LINE TEST at 50. | TB 11-6625-274-12/1 w/ C3
16A8 | 20 | EV1-9080 | 21 | - | B | 3 | 23 | Make LINE TEST at 50. | TB 11-6625-274-12/1 w/ C3
16BQ11 | 20 | BU2-8937 | 12 | - | C | 3 | 51 | Pentode #1. Use Hickok Adapter Model 1704. Make LINE TEST at 50. Set adapter selectors to 2-3-4. | NEL
16BQ11 | 20 | BX5-2364 | 26 | - | B | 3 | 52 | Pentode #2. Use Hickok Adapter Model 1704. Make LINE TEST at 50. Set adapter selectors to 0-0-7. | NEL
16GK6 | 20 | EV2-7813 | 10 | - | D | 3 | 47 | Make LINE TEST at 50. | NEL
17AV5 | 20 | HS1-5830 | 35 | - | D | 3 | 28 | Make LINE TEST at 56 | TB 11-6625-274-12/1 w/ C3
17AX3 | 20 | BS0-4070 | 0 | 54 | A | 7 | 40 | Make LINE TEST at 56. Use Hickok Adapter Model 1704. Set adapter selectors to 0-0-2. | T.O. 33AA21-5-31P
17AX4 | 20 | JX0-5030 | 0 | 54 | A | 7 | 40 | Make LINE TEST at 56. | TB 11-6625-274-12/1 w/ C3
17AY3 | 20 | EV0-2090 | 0 | 38 | A | 7 | 50 | Make LINE TEST at 56. Use Hickok Adapter Model 1704. Set adapter selectors to 0-0-0. | NEL
17BE3 | 20 | BT0-2070 | 0 | 66 | A | 7 | 40 | Make LINE TEST at 56. Use Hickok Adapter Model 1704. Set adapter selectors to 2-0-3. | T.O. 33AA21-5-31P
17BF11 | 20 | BU8-3290 | 31 | - | D | 3 | 33 | Pentode #1. Make LINE TEST at 56. Use Hickok Adapter Model 1704. Set adapter selectors to 2-3-4. | T.O. 33AA21-5-31P
17BF11 | 20 | BU3-7625 | 26 | - | B | 3 | 10 | Pentode #2. Make LINE TEST at 56. Use Hickok Adapter Model 1704. Set adapter selectors to 0-0-4. | T.O. 33AA21-5-31P
17BQ6 | 20 | HS5-0480 | 55 | - | C | 3 | 50 | Cap connects to plate. Make LINE TEST at 50. | TB 11-6625-274-12/1 w/ C3
17BS3 | 20 | EV0-2090 | 0 | 60 | A | 7 | 42 | Make LINE TEST at 56. Use Hickok Adapter Model 1704. Set adapter selectors to 0-0-0. | T.O. 33AA21-5-31P
17C5 | 20 | ET2-7610 | 10 | - | D | # | 40 |  | TB 11-6625-274-12/1 w/ C3
17CA5 | 20 | ET2-7610 | 15 | - | D | 3 | 25 | Make LINE TEST at 56. | TB 11-6625-274-12/1 w/ C3
17CT3 | 20 | EV0-2090 | 0 | 15 | A | 7 | 40 | Make LINE TEST at 56. Best seen = 81. | DJN
17CU5 | 20 | ET2-7610 | 10 | - | D | # | 45 | Make LINE TEST at 56. | NEL
17D4 | 20 | HY0-5030 | 0 | 34 | A | 7 | 52 | Make LINE TEST at 54. | TB 11-6625-274-12/1 w/ C3
17DE4 | 20 | HY0-5030 | 0 | 38 | A | 7 | 50 | Make LINE TEST at 58. | TB 11-6625-274-12/1 w/ C3
17DM4 | 20 | HY0-5030 | 0 | 38 | A | 7 | 50 | Make LINE TEST at 58. | TB 11-6625-274-12/1 w/ C3
17DQ6 | 20 | HS5-0480 | 36 | - | D | 3 | 30 | Cap connects to plate. | TB 11-6625-274-12/1 w/ C3
17EW8 | 20 | EV7-6080 | 13 | - | C | 3 | 57 | Triode #1. | TB 11-6625-274-12/1 w/ C3
17EW8 | 20 | EV2-1030 | 13 | - | C | 3 | 57 | Triode #2. | TB 11-6625-274-12/1 w/ C3
17GE5 | 20 | BV4-7230 | 36 | - | D | 3 | 30 | Use Hickok Adapter Model 1704. Make LINE TEST at 56. Set adapter selectors to 3-4-5. | NEL
17GV5 | 20 | BU9-3020 | 36 | - | D | 3 | 30 | Cap = P. Make LINE TEST at 56. Use Hickok Adapter Model 1704. Set adapter selectors to 2-3-4. | T.O. 33AA21-5-31P
17GW6 | 20 | HS5-0480 | 31 | - | D | # | 38 | Cap connects to plate. Make LINE TEST at 56. | TB 11-6625-274-12/1 w/ C3
17H3 | 20 | EV0-3010 | 0 | 50 | A | 7 | 40 | Make LINE TEST at 56. | TB 11-6625-274-12/1 w/ C3
17JB6 | 20 | EV2-0138 | 34 | - | D | # | 38 | Cap=Plate. Use Hickok Adapter Model 1704. Make LINE TEST at 56. Set adapter selectors to 0-0-0. | NEL
17JF6 | 20 | EV2-0138 | 55 | - | D | # | 45 | Cap=Plate. Use Hickok Adapter Model 1704. Make LINE TEST at 56. Set adapter selectors to 0-0-0. | NEL
17JM6 | 20 | BW5-0324 | 48 | - | D | 3 | 32 | Cap=Plate. Use Hickok Adapter Model 1704. Make LINE TEST at 56. Set adapter selectors to 4-0-6. | NEL
17JMN6 | 20 | BW5-7324 | 48 | - | D | 3 | 32 | Use Hickok Adapter Model 1704. Make LINE TEST at 56. Set adapter selectors to 0-5-6. | NEL
17L6 | 20 | HS5-3480 | 10 | - | D | # | 38 | Make LINE TEST at 56. | TB 11-6625-274-12/1 w/ C3
17R5 | 20 | ET2-7610 | 20 | - | D | # | 25 | Make LINE TEST at 56. | TB 11-6625-274-12/1 w/ C3
18A5 | 20 | HS1-5830 | 43 | - | C | 3 | 60 |  | TB 11-6625-274-12/1 w/ C3
18DZ8 | 20 | EV3-6720 | 24 | - | D | 3 | 30 | Pentode Section. | TB 11-6625-274-12/1 w/ C3
18DZ8 | 20 | EV1-9080 | 26 | - | B | 3 | 15 | Triode Section. | TB 11-6625-274-12/1 w/ C3
18FW6 | 20 | ET1-5672 | 24 | - | B | 3 | 50 |  | TB 11-6625-274-12/1 w/ C3
18FX6 | 20 | ET1-5627 | 20 | - | B | 3 | 28 | Amplifier Section. | TB 11-6625-274-12/1 w/ C3
18FX6 | 20 | ET1-6027 | 18 | - | D | 3 | 30 | Oscillator Section. | TB 11-6625-274-12/1 w/ C3
18FY6 | 20 | ET1-7020 | 30 | 0 | A | 3 | 28 | Triode Section. | TB 11-6625-274-12/1 w/ C3
18FY6 | 20 | ET0-6020 | 0 | 0 | A | 2 | 26 | Diode #1. | TB 11-6625-274-12/1 w/ C3
18FY6 | 20 | ET0-5020 | 0 | 0 | A | 2 | 26 | Diode #2. | TB 11-6625-274-12/1 w/ C3
18HB8 | 20 | EV9-7680 | 30 | - | C | 3 | 46 | Pentode Section. | TB 11-6625-274-12/1 w/ C3
18HB8 | 20 | EV1-3020 | 30 | - | B | 3 | 17 | Triode Section. | TB 11-6625-274-12/1 w/ C3
19 | 2 | GR4-5000 | 15 | - | B | 3 | 25 | Triode #1. | TB 11-6625-274-12/1 w/ C3
19 | 2 | GR3-2000 | 15 | - | B | 3 | 25 | Triode #2. | TB 11-6625-274-12/1 w/ C3
19AU4 | 20 | HY0-5030 | 0 | 66 | A | 7 | 40 |  | TB 11-6625-274-12/1 w/ C3
19AQ5 | 20 | ET1-5620 | 21 | - | C | 3 | 46 |  | TB 11-6625-274-12/1 w/ C3
19BG6 | 20 | HS5-0830 | 18 | - | D | 3 | 30 | Cap connects to plate. | TB 11-6625-274-12/1 w/ C3
19C8 | 20 | EV8-9070 | 23 | - | B | 3 | 13 | Triode Section. | TB 11-6625-274-12/1 w/ C3
19C8 | 20 | EV8-6070 | 0 | 70 | A | 2 | 40 | Diode #1. | TB 11-6625-274-12/1 w/ C3
19C8 | 20 | EV8-2030 | 0 | 70 | A | 2 | 40 | Diode #2. | TB 11-6625-274-12/1 w/ C3
19C8 | 20 | EV8-1070 | 0 | 70 | A | 7 | 40 | Cap connects to plate. | TB 11-6625-274-12/1 w/ C3
19CL8A | 20 | EV9-6780 | 12 | - | D | 3 | 20 | Triode Section. | TB 11-6625-274-12/1 w/ C3
19CL8A | 20 | EV1-2030 | 12 | - | D | 3 | 35 | Triode Section. | TB 11-6625-274-12/1 w/ C3
19EA8 | 20 | EV2-6370 | 0 | - | D | 3 | 28 | Pentode Section. | TB 11-6625-274-12/1 w/ C3
19EA8 | 20 | EV9-1080 | 10 | - | D | 3 | 42 | Triode Section. | TB 11-6625-274-12/1 w/ C3
19EZ8 | 20 | EV9-8000 | 30 | - | B | 3 | 20 | Triode #1. | TB 11-6625-274-12/1 w/ C3
19EZ8 | 20 | EV7-6000 | 30 | - | B | 3 | 20 | Triode #2. | TB 11-6625-274-12/1 w/ C3
19EZ8 | 20 | EV2-3010 | 31 | - | B | 3 | 24 | Triode #3. | TB 11-6625-274-12/1 w/ C3
19G3 | 4.3 | HS0-0000 | 0 | - | A | 7 | 40 | Cap connects to plate. | TB 11-6625-274-12/1 w/ C3
19HV8 | 20 | EV9-6780 | 10 | - | D | 3 | 22 | Pentode Section. | TB 11-6625-274-12/1 w/ C3
19HV8 | 20 | EV1-2030 | 25 | - | B | 3 | 20 | Triode Section. | TB 11-6625-274-12/1 w/ C3
19J6 | 20 | ET5-2076 | 17 | - | D | 3 | 27 | Triode #1. | TB 11-6625-274-12/1 w/ C3
19J6 | 20 | ET6-1075 | 17 | - | D | 3 | 27 | Triode #2. | TB 11-6625-274-12/1 w/ C3
19T8 | 20 | EV8-9076 | 11 | - | B | 3 | 30 | Triode Section. | TB 11-6625-274-12/1 w/ C3
19T8 | 20 | EV0-6071 | 0 | 70 | A | 2 | 40 | Diode #1. | TB 11-6625-274-12/1 w/ C3
19T8 | 20 | EV0-2036 | 0 | 70 | A | 2 | 40 | Diode #2. | TB 11-6625-274-12/1 w/ C3
19T8 | 20 | EV0-1078 | 0 | 70 | A | 2 | 40 | Diode #3. | TB 11-6625-274-12/1 w/ C3
19V8 | 20 | EV6-1038 | 11 | - | B | 3 | 30 | Triode Section. | TB 11-6625-274-12/1 w/ C3
19V8 | 20 | EV0-9032 | 0 | 0 | A | 2 | 30 | Diode #1. | TB 11-6625-274-12/1 w/ C3
19V8 | 20 | EV0-7086 | 0 | 72 | A | 2 | 40 | Diode #2. | TB 11-6625-274-12/1 w/ C3
19V8 | 20 | EV0-2038 | 0 | 72 | A | 2 | 40 | Diode #3. | TB 11-6625-274-12/1 w/ C3
19X3 | 20 | EV0-9030 | 0 | 63 | A | 7 | 40 |  | TB 11-6625-274-12/1 w/ C3
19X8 | 20 | EV7-9861 | 9 | - | D | 3 | 23 | Pentode Section. | TB 11-6625-274-12/1 w/ C3
19X8 | 20 | EV2-3861 | 15 | - | D | 3 | 23 | Triode Section. | TB 11-6625-274-12/1 w/ C3
19Y3 | 20 | EV0-9030 | 0 | 63 | A | 7 | 40 |  | TB 11-6625-274-12/1 w/ C3
RK20A | 7.5 | FR3-0240 | 0 | - | C | 3 | 32 | Cap connects to plate. | TB 11-6625-274-12/1 w/ C3
20 | 3 | ER3-2000 | 77 | - | B | 3 | 13 |  | TB 11-6625-274-12/1 w/ C3
20EQ7 | 20 | EV2-7631 | 29 | - | B | 3 | 27 | Pentode Section. | TB 11-6625-274-12/1 w/ C3
20EQ7 | 20 | EV0-8030 | 0 | 0 | A | 2 | 34 | Triode Section. | TB 11-6625-274-12/1 w/ C3
20EZ7 | 20 | CR8-7090 | 12 | - | B | 3 | 32 | Triode #1. | TB 11-6625-274-12/1 w/ C3
20EZ7 | 20 | CR5-6040 | 12 | - | B | 3 | 32 | Triode #2. | TB 11-6625-274-12/1 w/ C3
20LF6 | 20 | BW5-0324 | 70 | - | D | 3 | 38 | Cap=Plate. Use Hickok Adapter Model 1704. Set adapter selectors to 0-0-6. | NEL
VX21 | 1.1 | CX0-4000 | 0 | 0 | A | 2 | 10 | Pins: F- =2 , F+ =7 , P =4 . | TB 11-6625-274-12/1 w/ C3
21A6 | 20 | EV2-0839 | 45 | - | D | 3 | 30 | Cap connects to plate. | TB 11-6625-274-12/1 w/ C3
21EX6 | 20 | HS5-0830 | 49 | - | D | 3 | 39 | Cap connects to plate. Tubes showing shorts: Retest using HS5-0310 | TB 11-6625-274-12/1 w/ C3
21JS6 | 20 | BW5-0324 | 82 | - | C | 3 | 52 | Cap=Plate. Use Hickok Adapter Model 1704. Set adapter selectors to 0-0-6. | NEL
22 | 3 | ER0-2300 | 20 | - | B | # | 13 | Cap connects to grid. | TB 11-6625-274-12/1 w/ C3
22DE4 | 25 | HY0-5030 | 0 | 38 | A | 7 | 50 | Make line test at 58. | TB 11-6625-274-12/1 w/ C3
22JF6 | 25 | EV2-0138 | 55 | - | D | # | 45 | Cap=Plate. Use Hickok Adapter Model 1704. Make LINE TEST at 58. Set adapter selectors to 0-0-0. | NEL
23JS6 | 25 | BW5-0324 | 82 | - | C | 3 | 52 | Cap=Plate. Use Hickok Adapter Model 1704. Make LINE TEST at 58. Set adapter selectors to 0-0-6. | NEL
VT-24 | 1.1 | ER3-2000 | 45 | - | B | 3 | 16 |  | NEL
24 | 2.5 | FR0-2340 | 12 | - | B | 3 | 25 | Cap connects to grid. | TB 11-6625-274-12/1 w/ C3
24A | 2.5 | FR0-2340 | 12 | - | B | 3 | 25 | Cap connects to grid. | TB 11-6625-274-12/1 w/ C3
24BF11 | 25 | BS8-3490 | 31 | - | D | 3 | 33 | Pentode #1. Use Hickok Adapter Model 1704. Set adapter selectors to 4-3-2. | NEL
24BF11 | 25 | BY3-7625 | 26 | - | B | 3 | 10 | Pentode #2. Use Hickok Adapter Model 1704. Set adapter selectors to 0-0-8. | NEL
24G | 6.3 | ER0-0000 | 0 | - | B | 3 | 25 | Top cap connects to plate. Side cap connects to grid. | DJN
VT-25 | 7.5 | ER3-2000 | 39 | - | B | 3 | 32 |  | NEL
VT-25A | 7.5 | ER3-2000 | 30 | - | B | 3 | 50 |  | TB 11-6625-274-12/1 w/ C3
25A6 | 25 | HS5-3480 | 43 | - | B | 3 | 58 |  | TB 11-6625-274-12/1 w/ C3
25A7 | 25 | HS5-3486 | 50 | - | B | 3 | 45 | Pentode Section. | TB 11-6625-274-12/1 w/ C3
25A7 | 25 | HS0-6013 | 0 | 57 | A | 7 | 40 | Rectifier Section. | TB 11-6625-274-12/1 w/ C3
25AC5 | 25 | HS5-3080 | 0 | - | B | 3 | 38 |  | TB 11-6625-274-12/1 w/ C3
25AV5 | 25 | HS1-5830 | 50 | - | C | 3 | 49 |  | TB 11-6625-274-12/1 w/ C3
25AV6 | 25 | ET1-7025 | 12 | - | B | 3 | 32 | Triode Section. | TB 11-6625-274-12/1 w/ C3
25AV6 | 25 | ET1-6025 | 0 | 0 | A | 2 | 40 | Diode #1. | TB 11-6625-274-12/1 w/ C3
25AV6 | 25 | ET1-5027 | 0 | 0 | A | 2 | 40 | Diode #2. | TB 11-6625-274-12/1 w/ C3
25AX4 | 25 | HY0-5030 | 0 | 54 | A | 7 | 40 |  | TB 11-6625-274-12/1 w/ C3
25B5 | 25 | GR4-2350 | 0 | - | B | 3 | 63 |  | TB 11-6625-274-12/1 w/ C3
25B6 | 25 | HS5-3480 | 52 | - | C | 3 | 50 |  | TB 11-6625-274-12/1 w/ C3
25B8 | 25 | HS0-3410 | 22 | - | B | 3 | 50 | Pentode Section. Cap connects to grid. | TB 11-6625-274-12/1 w/ C3
25B8 | 25 | HS8-5060 | 10 | - | B | 3 | 38 | Triode Section. | TB 11-6625-274-12/1 w/ C3
25BK5 | 25 | EV8-1860 | 0 | - | D | 3 | 28 |  | TB 11-6625-274-12/1 w/ C3
25BQ6 | 25 | HS5-0480 | 50 | - | C | 3 | 56 | Cap connects to plate. | TB 11-6625-274-12/1 w/ C3
25C5 | 25 | ET2-7610 | 10 | - | D | # | 45 |  | TB 11-6625-274-12/1 w/ C3
25C6 | 25 | HS5-3480 | 33 | - | D | 3 | 30 |  | TB 11-6625-274-12/1 w/ C3
25CA5 | 25 | ET2-7610 | 25 | - | D | 3 | 30 |  | TB 11-6625-274-12/1 w/ C3
25CD6 | 25 | HS5-0830 | 42 | - | D | 3 | 33 | Cap connects to plate. | TB 11-6625-274-12/1 w/ C3
25CU6 | 25 | HS5-0480 | 50 | - | C | 3 | 56 | Cap connects to plate. | TB 11-6625-274-12/1 w/ C3
25D8 | 25 | HS0-3410 | 18 | - | B | 3 | 48 | Pentode Section. Cap connects to grid. | TB 11-6625-274-12/1 w/ C3
25D8 | 25 | HS5-6010 | 0 | - | B | 3 | 28 | Triode Section. | TB 11-6625-274-12/1 w/ C3
25D8 | 25 | HS5-8010 | 0 | 33 | A | 2 | 40 | Diode Section. | TB 11-6625-274-12/1 w/ C3
25DK4 | 25 | ET0-5070 | 0 | 65 | A | 7 | 40 |  | TB 11-6625-274-12/1 w/ C3
25DN6 | 25 | HS5-0830 | 28 | - | D | # | 45 | Cap connects to plate. | TB 11-6625-274-12/1 w/ C3
25DQ6 | 25 | HS5-0480 | 36 | - | D | 3 | 30 | Cap connecte to plate. | TB 11-6625-274-12/1 w/ C3
25DT5 | 25 | EV3-9170 | 31 | - | C | 3 | 60 |  | TB 11-6625-274-12/1 w/ C3
25EC6 | 25 | HS5-0830 | 50 | - | D | 3 | 30 | Cap connects to plate. | TB 11-6625-274-12/1 w/ C3
25EH5 | 25 | ET2-7610 | 31 | - | C | 3 | 50 |  | TB 11-6625-274-12/1 w/ C3
25F5 | 25 | ET2-7610 | 35 | - | C | 3 | 50 |  | TB 11-6625-274-12/1 w/ C3
25L6 | 25 | HS5-3481 | 10 | - | D | # | 45 |  | TB 11-6625-274-12/1 w/ C3
25N6 | 25 | HS5-3480 | 0 | - | B | 3 | 63 |  | TB 11-6625-274-12/1 w/ C3
25T | 6.3 | ER3-0000 | 0 | - | B | 3 | 35 | Cap connects to plate. | TB 11-6625-274-12/1 w/ C3
25W4 | 25 | HY0-5030 | 0 | 63 | A | 7 | 40 |  | TB 11-6625-274-12/1 w/ C3
25W6 | 25 | HS5-3480 | 56 | - | C | 3 | 38 |  | TB 11-6625-274-12/1 w/ C3
25Y5 | 25 | GR0-5040 | 0 | 33 | A | 7 | 40 | Plate #1. | TB 11-6625-274-12/1 w/ C3
25Y5 | 25 | GR0-2030 | 0 | 33 | A | 7 | 40 | Plate #2. | TB 11-6625-274-12/1 w/ C3
25Z5 | 25 | GR0-5040 | 0 | 60 | A | 7 | 40 | Plate #1. | TB 11-6625-274-12/1 w/ C3
25Z5 | 25 | GR0-2030 | 0 | 60 | A | 7 | 40 | Plate #2. | TB 11-6625-274-12/1 w/ C3
25Z5MG | 25 | HS0-5080 | 0 | 60 | A | 7 | 40 | Plate #1. | TB 11-6625-274-12/1 w/ C3
25Z5MG | 25 | HS0-3040 | 0 | 60 | A | 7 | 40 | Plate #2. | TB 11-6625-274-12/1 w/ C3
25Z6 | 25 | HS0-5081 | 0 | 60 | A | 7 | 40 | Plate #1. | TB 11-6625-274-12/1 w/ C3
25Z6 | 25 | HS0-3041 | 0 | 60 | A | 7 | 40 | Plate #2. | TB 11-6625-274-12/1 w/ C3
VT-26 | 3 | ER0-2300 | 20 | - | B | # | 13 | Cap connects to grid. | NEL
26 | 1.5 | ER3-2000 | 43 | - | B | 3 | 29 |  | TB 11-6625-274-12/1 w/ C3
26A6 | 25 | ET1-5672 | 9 | - | C | 3 | 50 |  | TB 11-6625-274-12/1 w/ C3
26A7 | 25 | HW1-8523 | 11 | - | D | # | 28 | Pentode #1. | TB 11-6625-274-12/1 w/ C3
26A7 | 25 | HW3-4521 | 11 | - | D | # | 28 | Pentode #2. | TB 11-6625-274-12/1 w/ C3
26BK6 | 25 | ET1-7025 | 6 | - | B | 3 | 32 | Triode Section. | TB 11-6625-274-12/1 w/ C3
26BK6 | 25 | ET0-6025 | 0 | 40 | A | 2 | 40 | Diode #1. | TB 11-6625-274-12/1 w/ C3
26BK6 | 25 | ET0-5027 | 0 | 40 | A | 2 | 40 | Diode #2. | TB 11-6625-274-12/1 w/ C3
26C6 | 25 | ET1-7020 | 18 | - | B | 3 | 48 | Triode Section. | TB 11-6625-274-12/1 w/ C3
26C6 | 25 | ET1-6020 | 0 | 14 | A | 2 | 40 | Diode #1. | TB 11-6625-274-12/1 w/ C3
26C6 | 25 | ET1-5020 | 0 | 14 | A | 2 | 40 | Diode #2. | TB 11-6625-274-12/1 w/ C3
26D6 | 25 | ET7-5621 | - | - | - | - | - | Short Test Only! | TB 11-6625-274-12/1 w/ C3
26D6 | 25 | ET1-6027 | 17 | - | D | 3 | 36 |  | TB 11-6625-274-12/1 w/ C3
26E6 | 25 | HS5-3480 | 30 | - | D | 3 | 30 |  | TB 11-6625-274-12/1 w/ C3
26E6WG | 25 | HS5-3480 | 45 | - | D | 3 | 28 |  | TB 11-6625-274-12/1 w/ C3
26HU5 | 25 | JX1-0320 | 42 | - | D | # | 42 | Best seen = 100. | DJN
26LW6 | 25 | JX1-0320 | 42 | - | D | # | 42 | Best seen = 100. | DJN
26Z5W | 25 | EV0-6080 | 0 | 50 | A | 7 | 40 | Plate #1. | TB 11-6625-274-12/1 w/ C3
26Z5W | 25 | EV0-1030 | 0 | 50 | A | 7 | 40 | Plate #2. | TB 11-6625-274-12/1 w/ C3
VT-27 | 2 | ER3-2000 | 40 | - | B | 3 | 23 |  | NEL
27 | 2.5 | FR3-2040 | 41 | - | B | 3 | 25 |  | TB 11-6625-274-12/1 w/ C3
27S | 2.5 | FR3-2040 | 41 | - | B | 3 | 25 |  | TB 11-6625-274-12/1 w/ C3
VT-28 | 2.5 | FR0-2340 | 12 | - | B | 3 | 25 | Cap connects to grid. | NEL
28D7 | 25 | JR7-5362 | 20 | - | D | # | 17 | Pentode #1. | TB 11-6625-274-12/1 w/ C3
28D7 | 25 | JR2-4367 | 20 | - | D | # | 17 | Pentode #2. | TB 11-6625-274-12/1 w/ C3
VT-29 | 2.5 | FR3-2040 | 41 | - | B | 3 | 25 |  | NEL
VT-30 | 5.0 | ER3-2000 | 48 | - | B | 3 | 18 |  | NEL
HD30 | 2.5 | EV3-7100 | 55 | - | B | 3 | 43 |  | NEL
30 | 2 | ER3-2000 | 40 | - | B | 3 | 23 |  | TB 11-6625-274-12/1 w/ C3
VT-31 | 2 | ER3-2000 | 65 | - | B | 3 | 23 |  | NEL
31 | 2 | ER3-2000 | 65 | - | B | 3 | 23 |  | TB 11-6625-274-12/1 w/ C3
31JS6 | 35 | BW5-0324 | 82 | - | C | 3 | 52 | Cap=Plate. Use Hickok Adapter Model 1704. Make LINE TEST at 56. Set adapter selectors to 0-0-6. | NEL
32 | 2 | ER0-2300 | 19 | - | B | # | 16 | Cap connects to grid. | TB 11-6625-274-12/1 w/ C3
32ET5 | 35 | ET2-7610 | 37 | - | C | 3 | 54 | Make line test at 56. | TB 11-6625-274-12/1 w/ C3
32L7 | 35 | HS5-3480 | 34 | - | C | 3 | 60 | Pentode Section. | TB 11-6625-274-12/1 w/ C3
32L7 | 35 | HS0-6013 | 0 | 60 | A | 7 | 40 | Diode Section. | TB 11-6625-274-12/1 w/ C3
RY32 (Russian) | 6.3 | HS4-5613 | 0 | - | C | 3 | 44 | Plate #1. Use adapter E105. | NEL
RY32 (Russian) | 6.3 | HS4-8613 | 0 | - | C | 3 | 44 | Plate #2. Use adapter E105. | NEL
RK33 | 6.3 | HR4-5060 | 38 | - | B | 3 | 34 | Triode #1. | TB 11-6625-274-12/1 w/ C3
RK33 | 6.3 | HR0-3020 | 38 | - | B | 3 | 34 | Triode #2. Cap connects to grid. | TB 11-6625-274-12/1 w/ C3
VT-33 | 2 | FR3-2400 | 35 | - | B | 3 | 36 |  | NEL
33 | 2 | FR3-2400 | 35 | - | B | 3 | 36 |  | TB 11-6625-274-12/1 w/ C3
RK34 | 6.3 | HR3-0040 | 18 | - | C | 3 | 33 | Triode #1. Right cap connects to plate. | TB 11-6625-274-12/1 w/ C3
RK34 | 6.3 | HR5-0040 | 18 | - | C | 3 | 33 | Triode #2. Left cap connects to plate. | TB 11-6625-274-12/1 w/ C3
34 | 2 | ER0-2300 | 17 | - | B | # | 15 | Cap connects to grid. | TB 11-6625-274-12/1 w/ C3
34GD5 | 35 | ET2-7610 | 38 | - | C | 3 | 60 |  | TB 11-6625-274-12/1 w/ C3
VT-35 | 2.5 | FR0-2340 | 24 | - | B | 3 | 26 | Cap connects to grid. | NEL
35 | 2.5 | FR0-2340 | 24 | - | B | 3 | 26 | Cap connects to grid. | TB 11-6625-274-12/1 w/ C3
35A5 | 35 | JR6-2370 | 33 | - | D | 3 | 30 |  | TB 11-6625-274-12/1 w/ C3
35B5 | 35 | ET1-5620 | 32 | - | D | 3 | 23 |  | TB 11-6625-274-12/1 w/ C3
35C5 | 35 | ET2-7610 | 32 | - | D | 3 | 23 |  | TB 11-6625-274-12/1 w/ C3
35CD6 | 35 | HS5-0830 | 42 | - | D | 3 | 33 | Cap connects to plate. | TB 11-6625-274-12/1 w/ C3
35DZ8 | 35 | EV3-6720 | 24 | - | D | 3 | 30 | Pentode Section. | TB 11-6625-274-12/1 w/ C3
35DZ8 | 35 | EV1-9080 | 26 | - | B | 3 | 15 | Triode Section. | TB 11-6625-274-12/1 w/ C3
35EH5 | 35 | ET2-7610 | 10 | - | D | 3 | 35 |  | TB 11-6625-274-12/1 w/ C3
35GL6 | 35 | ET2-7510 | 35 | - | D | 3 | 32 |  | TB 11-6625-274-12/1 w/ C3
35HB8 | 35 | EV9-7680 | 30 | - | C | 3 | 46 | Pentode Section. | TB 11-6625-274-12/1 w/ C3
35HB8 | 35 | EV1-3020 | 30 | - | B | 3 | 17 | Triode Section. | TB 11-6625-274-12/1 w/ C3
35L6 | 35 | HS5-3480 | 33 | - | D | 3 | 30 |  | TB 11-6625-274-12/1 w/ C3
35T | 5 | ER3-0000 | 0 | - | B | 3 | 28 | Best seen = 58. Connect cap to plate. | DJN
35W4 | BLST | ET0-1670 | - | - | - | - | - | Short on 1, 2, 3, 4, and 5. | TB 11-6625-274-12/1 w/ C3
35W4 | 35 | ET0-5070 | 0 | 65 | A | 7 | 40 | Rectifier Section. | TB 11-6625-274-12/1 w/ C3
35Y4 | BLST | JR0-2470 | - | - | - | - |  | Short on 1, 2, 3, 4, and 5. | TB 11-6625-274-12/1 w/ C3
35Y4 | 35 | JR0-2070 | 0 | 65 | A | 7 | 40 | Rectifier Section. | TB 11-6625-274-12/1 w/ C3
35Z3 | 35 | JR0-2070 | 0 | 65 | A | 7 | 40 |  | TB 11-6625-274-12/1 w/ C3
35Z4 | 35 | HS0-5080 | 0 | 65 | A | 7 | 40 |  | TB 11-6625-274-12/1 w/ C3
35Z5 | BLST | HS0-5380 | - | - | - | - | - | Short on 1, 2, 3, 4, and 5. | TB 11-6625-274-12/1 w/ C3
35Z5 | 35 | HS0-5080 | 0 | 65 | A | 7 | 40 | Rectifier Section. | TB 11-6625-274-12/1 w/ C3
35Z6 | 35 | HS0-5080 | 0 | 65 | A | 7 | 40 | Plate #1. | TB 11-6625-274-12/1 w/ C3
35Z6 | 35 | HS0-3040 | 0 | 65 | A | 7 | 40 | Plate #2. | TB 11-6625-274-12/1 w/ C3
VT-36 | 6.3 | FR0-2340 | 24 | - | B | 3 | 26 | Cap connects to grid. | NEL
36 | 6.3 | FR0-2340 | 24 | - | B | 3 | 26 | Cap connects to grid. | TB 11-6625-274-12/1 w/ C3
36AM3 | 35 | ET0-5070 | 0 | 40 | A | 7 | 50 |  | TB 11-6625-274-12/1 w/ C3
VT-37 | 6.3 | FR3-2040 | 41 | - | B | 3 | 23 |  | NEL
37 | 6.3 | FR3-2040 | 41 | - | B | 3 | 23 |  | TB 11-6625-274-12/1 w/ C3
VT-38 | 6.3 | FR0-2340 | 39 | - | B | 3 | 26 | Cap connects to grid. | NEL
38 | 6.3 | FR0-2340 | 39 | - | B | 3 | 26 | Cap connects to grid. | TB 11-6625-274-12/1 w/ C3
38A3 | 35 | EV0-1030 | 0 | - | A | 7 | 40 |  | TB 11-6625-274-12/1 w/ C3
RK39 | 6.3 | FR3-0240 | 33 | - | C | 3 | 48 | Cap connects to plate. | NEL
39/44 | 6.3 | FR0-2340 | 28 | - | B | 3 | 25 | Cap connects to grid. | TB 11-6625-274-12/1 w/ C3
HY40 | 7.5 | ER3-0000 | 0 | - | B | 3 | 30 | Cap connects to plate. | DJN
T40 | 7.5 | ER3-0000 | 0 | - | B | 3 | 30 | Cap connects to plate. | TB 11-6625-274-12/1 w/ C3
TZ-40 | 7.5 | ER3-0000 | 0 | - | B | 3 | 23 | Cap connects to plate. Best seen = 41. | DJN
VT-40 | 5 | ER3-2000 | 32 | - | B | 3 | 55 |  | NEL
40 | 5 | ER3-2000 | 32 | - | B | 3 | 55 |  | TB 11-6625-274-12/1 w/ C3
40FR5 | 35 | ET2-7610 | 40 | - | C | 3 | 52 |  | TB 11-6625-274-12/1 w/ C3
40Z5 | BLST | HS0-5380 | - | - | - | - | - | Short on 1, 2, 3, 4, and 5. | TB 11-6625-274-12/1 w/ C3
40Z5 | 50 | HS0-5080 | 0 | 65 | A | 7 | 40 |  | TB 11-6625-274-12/1 w/ C3
41 | 6.3 | GR4-2350 | 34 | - | B | 3 | 40 |  | TB 11-6625-274-12/1 w/ C3
42 | 6.3 | GR4-2350 | 29 | - | B | 3 | 50 |  | TB 11-6625-274-12/1 w/ C3
43 | 25 | GR4-2350 | 43 | - | B | 3 | 58 |  | TB 11-6625-274-12/1 w/ C3
VT-44 | 2 | ER0-2300 | 19 | - | B | # | 16 | Cap connects to grid. | NEL
VT-45 | 2.5 | ER3-2000 | 61 | - | B | 3 | 47 |  | NEL
45 | 2.5 | ER3-2000 | 61 | - | B | 3 | 47 |  | TB 11-6625-274-12/1 w/ C3
45Z3 | 50 | HR0-2040 | 0 | 58 | A | 7 | 40 |  | TB 11-6625-274-12/1 w/ C3
45Z5 | BLST | HS0-5380 | - | - | - | - | - | Short on 1, 2, 3, 4, and 5. | TB 11-6625-274-12/1 w/ C3
45Z5 | 50 | HS0-5080 | 0 | 65 | A | 7 | 40 | Rectifier Section. | TB 11-6625-274-12/1 w/ C3
VT-46 | 3 | ER0-0000 | 0 | 67 | A | 7 | 40 | Cap connects to plate. | NEL
VT-46A | 3 | ER0-0000 | 0 | 67 | A | 7 | 40 | Cap connects to plate. | NEL
46 | 2.5 | FR3-2400 | 30 | - | B | 3 | 50 |  | TB 11-6625-274-12/1 w/ C3
VT-47 | 2.5 | FR3-2400 | 22 | - | B | 3 | 50 |  | NEL
47 | 2.5 | FR3-2400 | 22 | - | B | 3 | 50 |  | TB 11-6625-274-12/1 w/ C3
VT-48 | 6.3 | GR4-2350 | 34 | - | B | 3 | 40 |  | NEL
48 | 25 | GR4-2350 | 58 | - | B | 3 | 50 |  | TB 11-6625-274-12/1 w/ C3
VT-49 | 6.3 | FR0-2340 | 28 | - | B | 3 | 25 | Cap connects to grid. | NEL
49 | 2 | FR3-2400 | 49 | - | B | 3 | 28 |  | TB 11-6625-274-12/1 w/ C3
VT-50 | 7.5 | ER3-2000 | 61 | - | B | 3 | 38 |  | NEL
50 | 7.5 | ER3-2000 | 61 | - | B | 3 | 38 |  | TB 11-6625-274-12/1 w/ C3
50A5 | 50 | JR6-2370 | 10 | - | D | # | 45 |  | TB 11-6625-274-12/1 w/ C3
50AX6 | 50 | HS0-5080 | 0 | 65 | A | 7 | 40 | Plate #1. | TB 11-6625-274-12/1 w/ C3
50AX6 | 50 | HS0-3040 | 0 | 65 | A | 7 | 40 | Plate #2. | TB 11-6625-274-12/1 w/ C3
50B5 | 50 | ET1-5620 | 10 | - | D | # | 45 |  | TB 11-6625-274-12/1 w/ C3
50BK5 | 50 | EV3-1860 | 0 | - | D | 3 | 28 |  | TB 11-6625-274-12/1 w/ C3
50BM8 | 50 | EV3-6720 | 32 | - | C | 3 | 56 | Pentode Section. | NEL
50BM8 | 50 | EV1-9080 | 14 | - | B | 3 | 41 | Triode Section. | NEL
50C5 | 50 | ET2-7610 | 10 | - | D | # | 45 |  | TB 11-6625-274-12/1 w/ C3
50C6 | 50 | HS5-3481 | 33 | - | D | 3 | 30 |  | TB 11-6625-274-12/1 w/ C3
50CD6 | 50 | HS5-0830 | 42 | - | D | 3 | 33 | Cap = P. | TB 11-6625-274-12/1 w/ C3
50DC4 | 50 | ET0-5070 | 0 | 44 | A | 7 | 60 |  | TB 11-6625-274-12/1 w/ C3
50EH5 | 50 | ET2-7610 | 31 | - | C | 3 | 50 |  | TB 11-6625-274-12/1 w/ C3
50FA5 | 50 | ET2-7610 | 38 | - | C | 3 | 65 |  | TB 11-6625-274-12/1 w/ C3
50FE5 | 50 | HS5-3480 | 45 | - | D | 3 | 60 |  | TB 11-6625-274-12/1 w/ C3
50FK5 | 50 | ET2-7610 | 27 | - | C | 2 | 60 |  | TB 11-6625-274-12/1 w/ C3
50FY8 | 50 | EV3-6720 | 20 | - | D | 3 | 31 | Pentode Section. | TB 11-6625-274-12/1 w/ C3
50FY8 | 50 | EV1-9080 | 30 | - | B | 3 | 23 | Triode Section. | TB 11-6625-274-12/1 w/ C3
50HC6 | 50 | ET2-7310 | 10 | - | D | # | 45 |  | DJN
50HK6 | 50 | ET2-7310 | 10 | - | D | # | 45 |  | DJN
50L6 | 50 | HS5-3480 | 10 | - | D | # | 45 |  | TB 11-6625-274-12/1 w/ C3
50X6 | 50 | JR0-6075 | 0 | 60 | A | 7 | 40 | Plate #1. | TB 11-6625-274-12/1 w/ C3
50X6 | 50 | JR0-3025 | 0 | 60 | A | 7 | 40 | Plate #2. | TB 11-6625-274-12/1 w/ C3
50Y6 | 50 | HS0-5080 | 0 | 60 | A | 7 | 40 | Plate #1. | TB 11-6625-274-12/1 w/ C3
50Y6 | 50 | HS0-3040 | 0 | 60 | A | 7 | 40 | Plate #2. | TB 11-6625-274-12/1 w/ C3
50Y7 | BLST | HS0-0600 | - | - | - | - | - | Short on 1, 2, 3, 4, and 5. | TB 11-6625-274-12/1 w/ C3
50Y7 | 50 | HS0-5080 | 0 | 60 | A | 7 | 40 | Plate #1. | TB 11-6625-274-12/1 w/ C3
50Y7 | 50 | HS0-3040 | 0 | 60 | A | 7 | 40 | Plate #2. | TB 11-6625-274-12/1 w/ C3
50Z7 | BLST | HS0-0600 | - | - | - | - | - | Short on 1, 2, 3, 4, and 5. | TB 11-6625-274-12/1 w/ C3
50Z7 | 50 | HS0-5080 | 0 | 60 | A | 7 | 40 | Plate #1. | TB 11-6625-274-12/1 w/ C3
50Z7 | 50 | HS0-3040 | 0 | 60 | A | 7 | 40 | Plate #2. | TB 11-6625-274-12/1 w/ C3
HD51 | BLST | AP0-1020 | 0 | 32 | A | 4 | 40 | Short on 1, 2, 3, 4, and 5. | TB 11-6625-274-12/1 w/ C3
VT-51 | 7.5 | ER3-2000 | 0 | - | B | 3 | 25 |  | NEL
51 / 51S | 2.5 | FR0-2340 | 24 | - | B | 3 | 26 | Cap connects to grid. | TB 11-6625-274-12/1 w/ C3
HD52 | BLST | AP0-5020 | 0 | 40 | A | 4 | 40 | Short on 1, 2, 3, 4, and 5. | NEL
52 | 6.3 | FR3-2400 | 33 | - | C | 3 | 30 |  | TB 11-6625-274-12/1 w/ C3
53 | 2.5 | HR5-6042 | 12 | - | B | 3 | 38 | Triode #1. | TB 11-6625-274-12/1 w/ C3
53 | 2.5 | HR3-2046 | 12 | - | B | 3 | 38 | Triode #2. | TB 11-6625-274-12/1 w/ C3
VT-54 | 2 | ER0-2300 | 17 | - | B | # | 15 | Cap connects to grid. | NEL
VT-55 | 7.5 | ER3-0200 | 34 | - | B | 3 | 16 | Cap connects to plate. | NEL
55 | 2.5 | GR0-2050 | 39 | - | B | 3 | 24 | Triode Section. Cap connects to grid. | TB 11-6625-274-12/1 w/ C3
55 | 2.5 | GR0-4050 | 0 | 14 | A | 2 | 40 | Diode #1. | TB 11-6625-274-12/1 w/ C3
55 | 2.5 | GR0-3050 | 0 | 14 | A | 2 | 40 | Diode #2. | TB 11-6625-274-12/1 w/ C3
VT-56 | 2.5 | FR3-2040 | 29 | - | B | 3 | 37 |  | NEL
56 | 2.5 | FR3-2040 | 29 | - | B | 3 | 37 |  | TB 11-6625-274-12/1 w/ C3
VT-57 | 2.5 | GR0-2354 | 21 | - | B | 3 | 31 | Cap connects to grid #1. | NEL
57 | 2.5 | GR0-2354 | 21 | - | B | 3 | 31 | Cap connects to grid #1. | TB 11-6625-274-12/1 w/ C3
57A | 6.3 | GR0-2354 | 21 | - | B | 3 | 31 | Cap connects to grid. | TB 11-6625-274-12/1 w/ C3
VT-58 | 2.5 | GR0-2354 | 24 | - | B | 3 | 36 | Cap connects to grid #1. | NEL
58 | 2.5 | GR0-2354 | 24 | - | B | 3 | 36 | Cap connects to grid #1. | TB 11-6625-274-12/1 w/ C3
58A / 58AS | 6.3 | GR0-2354 | 24 | - | B | 3 | 36 | Cap connects to grid. | TB 11-6625-274-12/1 w/ C3
HD59 | 6.3 | ET1-5602 | 20 | - | C | 3 | 38 |  | NEL
59 | 2.5 | HR4-2365 | 22 | - | B | 3 | 50 |  | TB 11-6625-274-12/1 w/ C3
RK60 | 5 | ER0-0000 | 0 | 0 | A | 7 | 50 | Left cap is the plate. | NEL
RK60 | 5 | BU0-0000 | 0 | 0 | A | 7 | 50 | Right cap is the plate. | NEL
60FX5 | 50 | ET2-7610 | 15 | - | D | 3 | 31 |  | TB 11-6625-274-12/1 w/ C3
HY61 | 6.3 | FR3-0240 | 33 | - | C | 3 | 48 | Cap connects to plate. | NEL
VT-62 | 7.5 | ER3-2000 | 0 | - | B | 3 | 38 |  | NEL
VT-63 | 2.5 | FR3-2400 | 30 | - | B | 3 | 50 |  | NEL
HY65 | 6.3 | HS5-0408 | 0 | - | C | 3 | 38 | Cap connects to plate. | TB 11-6625-274-12/1 w/ C3
VT-65 | 6.3 | HS5-3080 | 21 | - | B | 3 | 50 |  | NEL
VT-65A | 6.3 | HS5-3080 | 21 | - | B | 3 | 50 |  | NEL
VT-66 | 6.3 | HS5-3481 | 29 | - | B | 3 | 50 |  | NEL
VT-66A | 6.3 | HS5-3481 | 29 | - | B | 3 | 50 |  | NEL
VT-67 | 2 | ER3-2000 | 40 | - | B | 3 | 23 |  | TB 11-6625-274-12/1 w/ C3
VT-68 | 6.3 | HR0-2360 | 30 | - | B | 3 | 25 | Pentode Section. Cap connects to grid. | NEL
VT-68 | 6.3 | HR0-5360 | 0 | 14 | A | 2 | 40 | Diode #1. | NEL
VT-68 | 6.3 | HR0-4360 | 0 | 14 | A | 2 | 40 | Diode #2. | NEL
HY69 | 6.3 | FR3-0240 | 0 | - | C | 3 | 38 | Cap connects to plate. | TB 11-6625-274-12/1 w/ C3
VT-69 | 6.3 | GR0-2354 | 21 | - | B | 3 | 40 | Cap connects to grid. | NEL
VT-70 | 6.3 | HR0-2365 | 28 | - | B | 3 | 28 | Pentode Section. Cap connects to grid. | NEL
VT-70 | 6.3 | HR5-4362 | 28 | - | B | 3 | 13 | Triode Section. | NEL
70A7 | 75 | HS5-3480 | 50 | - | C | 3 | 38 | Pentode Section. | TB 11-6625-274-12/1 w/ C3
70A7 | 75 | HS0-1000 | 0 | 65 | A | See Note> | 40 | Rectifier Section. Hold down pushbutton 8-METER REV. and press pushbutton 7-RECT. | TB 11-6625-274-12/1 w/ C3
70L7 | 75 | HS5-3460 | 41 | - | C | 3 | 63 | Pentode Section. | TB 11-6625-274-12/1 w/ C3
70L7 | 75 | HS0-8013 | 0 | 65 | A | 7 | 40 | Rectifier Section. | TB 11-6625-274-12/1 w/ C3
71A | 5 | ER3-2000 | 73 | - | B | 3 | 42 |  | TB 11-6625-274-12/1 w/ C3
VT-72 | 7.5 | ER3-2000 | 61 | - | B | 3 | 30 |  | NEL
72 | 2.5 | ER0-0000 | 0 | 80 | A | 4 | 40 | Cap connects to plate. | TB 11-6625-274-12/1 w/ C3
VT-73 | 2.5 | FR3-2040 | 12 | - | B | 3 | 42 |  | NEL
VT-74 | 5 | JS0-6000 | 0 | 64 | A | 7 | 40 | Plate #1. | NEL
VT-74 | 5 | JS0-4000 | 0 | 64 | A | 7 | 40 | Plate #2. | NEL
HY75 | 6.3 | HS0-0000 | 30 | - | B | 3 | 35 | Right cap = plate. Left cap = grid. Best seen = 68. | DJN
VT-75 | 6.3 | GR0-2050 | 11 | - | B | 3 | 19 | Triode Section. Cap connects to grid. | NEL
VT-75 | 6.3 | GR0-4052 | 0 | 14 | A | 2 | 40 | Diode #1. | NEL
VT-75 | 6.3 | GR0-3052 | 0 | 14 | A | 2 | 40 | Diode #2. | NEL
75 | 6.3 | GR0-2050 | 11 | - | B | 3 | 19 | Triode Section. Cap connects to grid. | TB 11-6625-274-12/1 w/ C3
75 | 6.3 | GR0-4052 | 0 | 14 | A | 2 | 40 | Diode #1. | TB 11-6625-274-12/1 w/ C3
75 | 6.3 | GR0-3052 | 0 | 14 | A | 2 | 40 | Diode #2. | TB 11-6625-274-12/1 w/ C3
75MG | 6.3 | HS0-4080 | 11 | - | B | 3 | 19 | Triode Section. Cap connects to grid. | TB 11-6625-274-12/1 w/ C3
75MG | 6.3 | HS0-5080 | 0 | 14 | A | 2 | 40 | Diode #1. | TB 11-6625-274-12/1 w/ C3
75MG | 6.3 | HS0-6080 | 0 | 14 | A | 2 | 40 | Diode #2. | TB 11-6625-274-12/1 w/ C3
VT-76 | 6.3 | FR3-2040 | 29 | - | B | 3 | 36 |  | NEL
76 | 6.3 | FR3-2040 | 29 | - | B | 3 | 36 |  | TB 11-6625-274-12/1 w/ C3
VT-77 | 6.3 | GR0-2354 | 21 | - | B | 3 | 31 | Cap connects to grid. | NEL
77 | 6.3 | GR0-2354 | 21 | - | B | 3 | 31 | Cap connects to grid. | TB 11-6625-274-12/1 w/ C3
VT-78 | 6.3 | GR0-2354 | 24 | - | B | 3 | 36 | Cap connects to grid #1. | NEL
78 | 6.3 | GR0-2354 | 24 | - | B | 3 | 36 | Cap connects to grid #1. | TB 11-6625-274-12/1 w/ C3
79 | 6.3 | GR0-5040 | 15 | - | B | 3 | 25 | Triode #1. Cap connects to grid. | TB 11-6625-274-12/1 w/ C3
79 | 6.3 | GR3-2040 | 15 | - | B | 3 | 25 | Triode #2. | TB 11-6625-274-12/1 w/ C3
VT-80 | 5 | ER0-3000 | 0 | 0 | A | 7 | 40 | Plate #1. | NEL
VT-80 | 5 | ER0-2000 | 0 | 0 | A | 7 | 40 | Plate #2. | NEL
80 | 5 | ER0-3000 | 0 | 0 | A | 7 | 40 | Plate #1. | TB 11-6625-274-12/1 w/ C3
80 | 5 | ER0-2000 | 0 | 0 | A | 7 | 40 | Plate #2. | TB 11-6625-274-12/1 w/ C3
81 | 7.5 | ER0-2000 | 0 | 40 | A | 6 | 40 |  | TB 11-6625-274-12/1 w/ C3
82 | 2.5 | ER0-3000 | 0 | 70 | A | 7 | 40 | Plate #1. | TB 11-6625-274-12/1 w/ C3
82 | 2.5 | ER0-2000 | 0 | 70 | A | 7 | 40 | Plate #2. | TB 11-6625-274-12/1 w/ C3
VT-83 | 5 | ER0-3000 | 0 | 66 | A | 7 | 40 | Plate #1. | NEL
VT-83 | 5 | ER0-2000 | 0 | 63 | A | 7 | 40 | Plate #2. | NEL
83 | 5 | ER0-3000 | 0 | 66 | A | 7 | 40 | Plate #1. | TB 11-6625-274-12/1 w/ C3
83 | 5 | ER0-2000 | 0 | 63 | A | 7 | 40 | Plate #2. | TB 11-6625-274-12/1 w/ C3
83V | 5 | ER0-3000 | 0 | 60 | A | 7 | 40 | Plate #1. | TB 11-6625-274-12/1 w/ C3
83V | 5 | ER0-2000 | 0 | 60 | A | 7 | 40 | Plate #2. | TB 11-6625-274-12/1 w/ C3
VT-84 | 6.3 | FR0-3040 | 0 | 46 | A | 7 | 40 | Plate #1. | NEL
VT-84 | 6.3 | FR0-2040 | 0 | 46 | A | 7 | 40 | Plate #2. | NEL
84 | 6.3 | FR0-3040 | 0 | 46 | A | 7 | 40 | Plate #1. | TB 11-6625-274-12/1 w/ C3
84 | 6.3 | FR0-2040 | 0 | 46 | A | 7 | 40 | Plate #2. | TB 11-6625-274-12/1 w/ C3
85 | 6.3 | GR0-2050 | 39 | - | B | 3 | 25 | Triode Section. Cap connects to grid. | TB 11-6625-274-12/1 w/ C3
85 | 6.3 | GR0-4052 | 0 | 14 | A | 2 | 40 | Diode #1. | TB 11-6625-274-12/1 w/ C3
85 | 6.3 | GR0-3052 | 0 | 14 | A | 2 | 40 | Diode #2. | TB 11-6625-274-12/1 w/ C3
85AS | 6.3 | GR0-2050 | 28 | - | B | 3 | 28 | Triode Section. Cap connects to grid. | TB 11-6625-274-12/1 w/ C3
85AS | 6.3 | GR0-4052 | 0 | 14 | A | 2 | 40 | Diode #1. | TB 11-6625-274-12/1 w/ C3
85AS | 6.3 | GR0-3052 | 0 | 14 | A | 2 | 40 | Diode #2. | TB 11-6625-274-12/1 w/ C3
VT-86 | 6.3 | HS0-3485 | 19 | - | B | 3 | 36 | Cap connects to grid. | NEL
VT-86A | 6.3 | HS0-3485 | 19 | - | B | 3 | 36 | Cap connects to grid. | NEL
VT-86B | 6.3 | HS0-3485 | 19 | - | B | 3 | 36 | Cap connects to grid. | NEL
VT-87 | 6.3 | HS0-3485 | 23 | - | B | 3 | 16 | Cap grid. Cap connects to grid. | NEL
VT-87 | 6.3 | HS5-3481 | 27 | - | B | 3 | 16 | Pin grid. | NEL
VT-87A | 6.3 | HS0-3485 | 23 | - | B | 3 | 16 | Cap grid. Cap connects to grid. | NEL
VT-87A | 6.3 | HS5-3481 | 27 | - | B | 3 | 16 | Pin grid. | NEL
VT-88 | 6.3 | HS0-3081 | 18 | - | B | 3 | 48 | Triode Section. Cap connects to grid. | NEL
VT-88 | 6.3 | HS0-5083 | 0 | 14 | A | 2 | 40 | Diode #1. | NEL
VT-88 | 6.3 | HS0-4083 | 0 | 14 | A | 2 | 40 | Diode #2. | NEL
VT-88A | 6.3 | HS0-3081 | 18 | - | B | 3 | 48 | Triode Section. Cap connects to grid. | NEL
VT-88A | 6.3 | HS0-5083 | 0 | 14 | A | 2 | 40 | Diode #1. | NEL
VT-88A | 6.3 | HS0-4083 | 0 | 14 | A | 2 | 40 | Diode #2. | NEL
VT-88B | 6.3 | HS0-3081 | 18 | - | B | 3 | 48 | Triode Section. Cap connects to grid. | NEL
VT-88B | 6.3 | HS0-5083 | 0 | 14 | A | 2 | 40 | Diode #1. | NEL
VT-88B | 6.3 | HS0-4083 | 0 | 14 | A | 2 | 40 | Diode #2. | NEL
VT-89 | 6.3 | GR0-2354 | 37 | - | B | 3 | 39 | Cap connects to grid. | NEL
89 / 89Y | 6.3 | GR0-2354 | 37 | - | B | 3 | 39 | Cap connects to grid. | TB 11-6625-274-12/1 w/ C3
VT-90 | 6.3 | HS0-5080 | 0 | 63 | A | 2 | 40 | Diode #1. | NEL
VT-90 | 6.3 | HS0-3040 | 0 | 63 | A | 2 | 40 | Diode #2. | NEL
VT-90A | 6.3 | HS0-5080 | 0 | 63 | A | 2 | 40 | Diode #1. | NEL
VT-90A | 6.3 | HS0-3040 | 0 | 63 | A | 2 | 40 | Diode #2. | NEL
VT-91 | 6.3 | HS0-3485 | 22 | - | B | 3 | 31 | Cap connects to grid #1. | NEL
VT-91A | 6.3 | HS0-3485 | 22 | - | B | 3 | 31 | Cap connects to grid #1. | NEL
VT-92 | 6.3 | HS0-3081 | 17 | - | B | 3 | 20 | Triode Section. Cap connects to grid. | NEL
VT-92 | 6.3 | HS0-5083 | 0 | 14 | A | 2 | 40 | Diode #1. | NEL
VT-92 | 6.3 | HS0-4083 | 0 | 14 | A | 2 | 40 | Diode #2. | NEL
VT-92A | 6.3 | HS0-3081 | 17 | - | B | 3 | 20 | Triode Section. Cap connects to grid. | NEL
VT-92A | 6.3 | HS0-5083 | 0 | 14 | A | 2 | 40 | Diode #1. | NEL
VT-92A | 6.3 | HS0-4083 | 0 | 14 | A | 2 | 40 | Diode #2. | NEL
VT-93 | 6.3 | HS0-3681 | 24 | - | B | 3 | 29 | Pentode Section. Cap connects to grid. | NEL
VT-93 | 6.3 | HS0-5681 | 0 | 14 | A | 2 | 40 | Diode #1. | NEL
VT-93 | 6.3 | HS0-4681 | 0 | 14 | A | 2 | 40 | Diode #2. | NEL
VT-93A | 6.3 | HS0-3681 | 24 | - | B | 3 | 29 | Pentode Section. Cap connects to grid. | NEL
VT-93A | 6.3 | HS0-5681 | 0 | 14 | A | 2 | 40 | Diode #1. | NEL
VT-93A | 6.3 | HS0-4681 | 0 | 14 | A | 2 | 40 | Diode #2. | NEL
VT-94 | 6.3 | HS5-3080 | 23 | - | B | 3 | 50 |  | NEL
VT-94A | 6.3 | HS5-3080 | 23 | - | B | 3 | 50 |  | NEL
VT-94B | 6.3 | HS5-3080 | 23 | - | B | 3 | 50 |  | NEL
VT-94C | 6.3 | HS5-3080 | 23 | - | B | 3 | 50 |  | NEL
VT-94D | 6.3 | HS5-3080 | 23 | - | B | 3 | 50 |  | NEL
VT-95 | 2.5 | ER3-2000 | 67 | - | C | 3 | 38 |  | NEL
VT-96 | 6.3 | HS5-6083 | 12 | - | B | 3 | 38 | Triode #1. | NEL
VT-96 | 6.3 | HS4-3086 | 12 | - | B | 3 | 38 | Triode #2. | NEL
VT-97 | 5 | JS0-6000 | 0 | 16 | A | 7 | 40 | Plate #1. | NEL
VT-97 | 5 | JS0-4000 | 0 | 0 | A | 7 | 40 | Plate #2. | NEL
VT-98 | 6.3 | GR5-4030 | 0 | 100 | A | 3 | - | Eye Open. | NEL
VT-98 | 6.3 | GR5-4230 | 0 | 100 | A | 3 | - | Eye Closed. | NEL
VT-99 | 6.3 | HS5-6080 | 23 | - | B | 3 | 50 | Triode #1. | NEL
VT-99 | 6.3 | HS0-3040 | 23 | - | B | 3 | 50 | Triode #2. Cap connects to grid. | NEL
99 | 3 | ER3-2000 | 55 | - | B | 3 | 11 |  | TB 11-6625-274-12/1 w/ C3
VT-100 | 6.3 | FR3-0240 | 33 | - | C | 3 | 48 | Cap connects to plate. | NEL
VT-101 | 12.6 | HR4-0365 | 0 | - | C | 3 | 50 | Cap connects to plate. | NEL
101A (Boonton) | 2.5 | GR0-2050 | 11 | - | B | 3 | 19 | Triode Section. Cap connects to grid. | NEL
101A (Boonton) | 2.5 | GR0-4050 | 0 | 14 | A | 2 | 40 | Diode #1. | NEL
101A (Boonton) | 2.5 | GR0-3050 | 0 | 14 | A | 2 | 40 | Diode #2. | NEL
101D | 4.3 | ER3-2000 | 55 | - | B | 3 | 28 |  | TB 11-6625-274-12/1 w/ C3
101F | 4.3 | ER3-2000 | 53 | - | B | 3 | 28 |  | TB 11-6625-274-12/1 w/ C3
102A (Boonton) | 2.5 | ER3-2000 | 61 | - | B | 3 | 47 |  | NEL
102D | 2 | ER3-2000 | 25 | - | B | 3 | 13 |  | TB 11-6625-274-12/1 w/ C3
102F | 2 | ER3-2000 | 25 | - | B | 3 | 14 |  | TB 11-6625-274-12/1 w/ C3
VT-103 | 6.3 | HY2-6031 | 11 | - | B | 3 | 19 | Triode Section. | NEL
VT-103 | 6.3 | HY0-5036 | 0 | 14 | A | 2 | 20 | Diode #1. | NEL
VT-103 | 6.3 | HY0-4036 | 0 | 14 | A | 2 | 20 | Diode #2. | NEL
VT-104 | 12.6 | HY2-6031 | 11 | - | B | 3 | 19 | Triode Section. | NEL
VT-104 | 12.6 | HY0-5036 | 0 | 14 | A | 2 | 20 | Diode #1. | NEL
VT-104 | 12.6 | HY0-4036 | 0 | 14 | A | 2 | 20 | Diode #2. | NEL
104D | 4.3 | ER3-2000 | 75 | - | B | 3 | 28 |  | TB 11-6625-274-12/1 w/ C3
VT-105 | 6.3 | HY4-5062 | 0 | - | B | 3 | 25 | Triode #1. | NEL
VT-105 | 6.3 | HY3-2065 | 0 | - | B | 3 | 25 | Triode #2. | NEL
VT-107 | 6.3 | HS5-3481 | 21 | - | C | 3 | 46 |  | NEL
VT-107A | 6.3 | HS5-3481 | 21 | - | C | 3 | 46 |  | NEL
VT-107B | 6.3 | HS5-3481 | 21 | - | C | 3 | 46 |  | NEL
CK108 | 6.3 | GR0-2354 | 21 | - | B | 3 | 31 | Cap connects to grid. | TB 11-6625-274-12/1 w/ C3
VT-109 | 6.3 | HS5-3068 | See Note> | 90 | A | 4 | 40 | Should strike between settings 43 and 33 of the BIAS dial. | NEL
VT-112 | 6.3 | HS4-8653 | 10 | - | D | 3 | 30 |  | NEL
112A | 5 | ER3-2000 | 44 | - | B | 3 | 42 |  | TB 11-6625-274-12/1 w/ C3
CK113 | 50 | HS5-3486 | 48 | - | B | 3 | 45 | Pentode Section. | TB 11-6625-274-12/1 w/ C3
CK113 | 50 | HS0-6010 | 0 | 57 | A | 7 | 40 | Rectifier Section. | TB 11-6625-274-12/1 w/ C3
HY114 | 1.5 | HS0-0000 | 19 | - | B | 3 | 28 | Right cap connets to plate. Left cap connects to grid. | TB 11-6625-274-12/1 w/ C3
VT-114 | 5 | JS0-6000 | 0 | 54 | A | 7 | 40 | Plate #1. | NEL
VT-114 | 5 | JS0-4000 | 0 | 47 | A | 7 | 40 | Plate #2. | NEL
VT-115 | 6.3 | HS5-3481 | 23 | - | D | 3 | 40 |  | NEL
VT-115A | 6.3 | HS5-3481 | 23 | - | D | 3 | 40 |  | NEL
VT-116 | 6.3 | HS4-8653 | 22 | - | B | 3 | 40 |  | NEL
VT-116A | 6.3 | HS4-8653 | 22 | - | B | 3 | 40 |  | NEL
VT-116B | 6.3 | HS4-8653 | 22 | - | B | 3 | 40 |  | NEL
VT-117 | 6.3 | HS4-8653 | 22 | - | B | 3 | 48 |  | NEL
VT-117A | 6.3 | HS4-8653 | 22 | - | B | 3 | 48 |  | NEL
117L7 | 117 | HS4-3580 | 37 | - | C | 3 | 50 | Pentode Section. | TB 11-6625-274-12/1 w/ C3
117L7 | 117 | HS0-6010 | 0 | 65 | A | 7 | 40 | Rectifier Section. | TB 11-6625-274-12/1 w/ C3
117M7 | 117 | HS4-3580 | 37 | - | C | 3 | 50 | Pentode Section. | TB 11-6625-274-12/1 w/ C3
117M7 | 117 | HS0-6010 | 0 | 65 | A | 7 | 40 | Rectifier Section. | TB 11-6625-274-12/1 w/ C3
117N7 | 117 | HS4-3560 | 37 | - | D | 3 | 25 | Pentode Section. | TB 11-6625-274-12/1 w/ C3
117N7 | 117 | HS0-8000 | 0 | 71 | A | See Note> | 40 | Rectifier Section. Hold down pushbutton 8-METER REV. and press pushbutton 7-RECT. | TB 11-6625-274-12/1 w/ C3
117P7 | 117 | HS4-3560 | 37 | - | C | 3 | 50 | Pentode Section. | TB 11-6625-274-12/1 w/ C3
117P7 | 117 | HS0-8000 | 0 | 71 | A | See Note> | 40 | Rectifier Section. Hold down pushbutton 8-METER REV. and press pushbutton 7-RECT. | TB 11-6625-274-12/1 w/ C3
117Z3 | 117 | ET0-5060 | 0 | 65 | A | 7 | 40 | Will show shorts on 1-5. | DJN
117Z4 | 117 | HS0-5080 | 0 | 65 | A | 7 | 40 |  | TB 11-6625-274-12/1 w/ C3
117Z6 | 117 | HS0-5080 | 0 | 65 | A | 7 | 40 | Plate #1. | TB 11-6625-274-12/1 w/ C3
117Z6 | 117 | HS0-3040 | 0 | 65 | A | 7 | 40 | Plate #2. | TB 11-6625-274-12/1 w/ C3
VT-118 | 6.3 | HS4-5613 | 0 | - | C | 3 | 44 | Plate #1. Use adapter E105. | NEL
VT-118 | 6.3 | HS4-8613 | 0 | - | C | 3 | 44 | Plate #2. Use adapter E105. | NEL
VT-119 | 2.5 | ER0-0000 | 0 | 78 | A | 4 | 40 | Cap connects to plate. | NEL
VT-120 | 6.3 | GR8-0374 | 30 | - | B | 3 | 18 | Cap connects to plate. | NEL
VT-121 | 6.3 | GR4-3070 | 22 | - | B | 3 | 48 |  | NEL
VT-124 | 1.5 | HS5-3400 | 43 | - | B | 3 | 20 |  | NEL
VT-125 | 1.5 | HS5-3400 | 37 | - | B | 3 | 19 |  | NEL
VT-126 | 6.3 | HS0-5081 | 0 | 40 | A | 7 | 40 | Plate #1. | NEL
VT-126 | 6.3 | HS0-3081 | 0 | 40 | A | 7 | 40 | Plate #2. | NEL
VT-126A | 6.3 | HS0-5081 | 0 | 40 | A | 7 | 40 | Plate #1. | NEL
VT-126A | 6.3 | HS0-3081 | 0 | 40 | A | 7 | 40 | Plate #2. | NEL
VT-126B | 6.3 | HS0-5081 | 0 | 40 | A | 7 | 40 | Plate #1. | NEL
VT-126B | 6.3 | HS0-3081 | 0 | 40 | A | 7 | 40 | Plate #2. | NEL
VT-131 | 12.6 | HS4-8653 | 22 | - | B | 3 | 48 |  | NEL
VT-132 | 12.6 | HS5-3486 | 11 | - | B | 3 | 25 | Hexode Section. Cap connects to grid #3 hexode.. | NEL
VT-132 | 12.6 | HS5-6483 | 0 | - | C | 3 | 30 | Triode Section. | NEL
VT-133 | 12.6 | HY2-6031 | 18 | - | B | 3 | 48 | Triode Section. | NEL
VT-133 | 12.6 | HY0-5036 | 0 | 14 | A | 2 | 20 | Diode #1. | NEL
VT-133 | 12.6 | HY0-4036 | 0 | 14 | A | 2 | 20 | Diode #2. | NEL
VT-134 | 12.6 | HS5-3481 | 12 | - | C | 3 | 38 |  | NEL
VT-135 | 12.6 | HS5-3081 | 23 | - | B | 3 | 50 |  | NEL
VT-135A | 12.6 | HS5-3081 | 23 | - | B | 3 | 50 |  | NEL
VT-136 | 12.6 | HR4-0360 | 33 | - | C | 3 | 40 | Cap connects to plate. | NEL
VT-137 | 12.6 | HS5-3080 | 52 | - | B | 3 | 53 |  | NEL
VT-138 | 12.6 | HS5-4080 | 0 | 100 | A | 3 | - | Eye Open. | NEL
VT-138 | 12.6 | HS5-4380 | 0 | 100 | A | 3 | - | Eye Closed. | NEL
VT-139 | - | HP0-5020 | 0 | 40 | A | 4 | 40 |  | NEL
143D | 2.5 | ER0-0000 | 0 | 78 | A | 4 | 40 | Cap connects to plate. | NEL
VT-145 | 5 | ER0-3000 | 0 | 47 | A | 7 | 40 | Plate #1. | NEL
VT-145 | 5 | ER0-2000 | 0 | 42 | A | 7 | 40 | Plate #2. | NEL
VT-146 | 1.5 | HS0-3400 | 11 | - | B | 3 | 19 | Cap connects to grid. | NEL
VT-147 | 1.5 | HS5-4630 | 85 | - | B | 3 | 9 | Cap connects to grid number 4. | NEL
VT-148 | 1.5 | HS5-3460 | 50 | - | B | 3 | 23 | Pentode Section. | NEL
VT-148 | 1.5 | HS5-6430 | 11 | - | B | 3 | 14 | Triode Section. Cap connects to grid. | NEL
VT-148 | 1.5 | HS5-8430 | 0 | 0 | A | 2 | 24 | Diode Section. | NEL
VT-149 | 2.5 | HS0-3400 | 12 | - | B | 3 | 19 | Pentode Section. Cap connects to grid #1. Short on 3. Do not tap on tube while testing! | NEL
VT-149 | 2.5 | HS5-6400 | 12 | - | B | 3 | 13 | Triode Section. Short on 3. Do not tap on tube while testing! | NEL
VT-149 | 2.5 | HS0-8400 | 0 | 0 | A | 2 | 40 | Diode Section. Short on 3. Do not tap on tube while testing! | NEL
VT-150 | 6.3 | HS8-3465 | - | - | - | - | - | Short Test Only! | NEL
VT-150 | 6.3 | HS5-4068 | 0 | - | C | 3 | 50 |  | NEL
VT-150A | 6.3 | HS8-3465 | - | - | - | - | - | Short Test Only! | NEL
VT-150A | 6.3 | HS5-4068 | 0 | - | C | 3 | 50 |  | NEL
VT-151 | 6.3 | HS5-4683 | 41 | - | B | 3 | 29 | Cap connects to grid #4. | NEL
VT-151B | 6.3 | HS5-4683 | 41 | - | B | 3 | 29 | Cap connects to grid #4. | NEL
VT-152 | 6.3 | HS5-3480 | 34 | - | B | 3 | 40 |  | NEL
VT152A | 6.3 | HS5-3480 | 34 | - | B | 3 | 40 |  | NEL
VT-153 | 12.6 | HS0-3681 | 24 | - | B | 3 | 29 | Pentode Section. Cap connects to grid #1. | NEL
VT-153 | 12.6 | HS0-5083 | 0 | 0 | A | 2 | 40 | Diode #1. | NEL
VT-153 | 12.6 | HS0-4083 | 0 | 0 | A | 2 | 40 | Diode #2. | NEL
VT-154 | 10 | FR3-0240 | 0 | - | C | 3 | 38 | Cap connects to plate. | NEL
X-155 | 6.3 | EV7-6089 | 16 | - | D | 3 | 30 | Triode #1. | TB 11-6625-274-12/1 w/ C3
X-155 | 6.3 | EV2-1039 | 16 | - | D | 3 | 30 | Triode #2. | TB 11-6625-274-12/1 w/ C3
VT-161 | 12.6 | HS8-3465 | - | - | - | - | - | Short Test Only! | NEL
VT-161 | 12.6 | HS5-4068 | 0 | - | C | 3 | 50 |  | NEL
VT-162 | 12.6 | HS4-8653 | 22 | - | B | 3 | 40 |  | NEL
VT-163 | 6.3 | HS5-6080 | 17 | - | B | 3 | 25 | Triode #1. | NEL
VT-163 | 6.3 | HS0-3040 | 17 | - | B | 3 | 25 | Triode #2. Cap connects to grid. | NEL
VT-164 | 2.5 | HS5-3408 | 12 | - | C | 3 | 43 |  | NEL
VT-165 | 2.5 | FR3-0200 | 17 | - | C | 3 | 50 | Cap connects to plate. | NEL
VT-167 | 6.3 | HS5-3486 | 11 | - | B | 3 | 25 | Hexode Section. Cap connects to grid. | NEL
VT-167 | 6.3 | HS5-6483 | 0 | - | C | 3 | 30 | Triode Section. | NEL
VT-167A | 6.3 | HS5-3486 | 11 | - | B | 3 | 25 | Hexode Section. Cap connects to grid. | NEL
VT-167A | 6.3 | HS5-6483 | 0 | - | C | 3 | 30 | Triode Section. | NEL
VT-168 | 6.3 | HS5-3480 | 33 | - | D | 3 | 30 |  | NEL
VT-169 | 12.6 | HS0-3681 | 24 | - | B | 3 | 29 | Pentode Section. Cap connects to grid #1. | NEL
VT-169 | 12.6 | HS0-5083 | 0 | 0 | A | 2 | 40 | Diode #1. | NEL
VT-169 | 12.6 | HS0-4083 | 0 | 0 | A | 2 | 40 | Diode #2. | NEL
VT-170 | 2.0 | HS0-3400 | 18 | - | B | # | 16 | Cap connects to grid. | NEL
VT-171 | 1.5 | BX4-3062 | 68 | - | B | 3 | 13 | Do not tap on tube while testing! | NEL
VT-172 | 1.5 | BX6-5400 | 13 | - | B | # | 13 | Pentode Section. Do not tap on tube while testing! | NEL
VT-172 | 1.5 | BX0-3400 | 0 | 0 | A | 2 | 34 | Diode Section. Do not tap on tube while testing! | NEL
VT-173 | 1.5 | BX6-2300 | 0 | - | B | # | 19 |  | NEL
VT-174 | 2.5 | HR3-2400 | 28 | - | B | # | 38 | Do not tap on tube while testing! | NEL
VT-175 | 6.3 | HS5-3480 | 0 | - | B | 3 | 56 |  | NEL
VT-176 | 6.3 | HS4-8653 | 0 | - | C | 3 | 44 |  | NEL
VT-177 | 1.5 | JR6-2000 | 16 | - | B | 3 | 7 | Triode Section. Do not tap on tube while testing! | NEL
VT-177 | 1.5 | JR6-4000 | 0 | 0 | A | 2 | 40 | Diode Section. Do not tap on tube while testing! | NEL
VT-178 | 1.5 | JR6-2534 | - | - | - | - | - | Short Test Only! Do not tap on tube while testing! | NEL
VT-178 | 1.5 | JR4-3526 | 30 | - | B | # | 14 | Do not tap on tube while testing! | NEL
VT-179 | 1.5 | JR6-2340 | 11 | - | B | 3 | 19 | Do not tap on tube while testing! | NEL
VT-180 | 2.5 | JR6-2300 | 30 | - | B | 3 | 48 |  | NEL
VT-181 | 6.3 | JR0-6070 | 0 | 12 | A | 7 | 40 | Plate #1. | NEL
VT-181 | 6.3 | JR0-3070 | 0 | 12 | A | 7 | 40 | Plate #2. | NEL
C182 | 5 | ER3-2000 | 83 | - | B | 3 | 25 |  | TB 11-6625-274-12/1 w/ C3
C182A | 5 | ER3-2000 | 79 | - | B | 3 | 38 |  | TB 11-6625-274-12/1 w/ C3
VT-182 | 2.5 | JR6-7000 | 12 | - | B | 3 | 38 | Triode #1. Do not tap on tube while testing! | NEL
VT-182 | 2.5 | JR3-2000 | 25 | - | B | 3 | 38 | Triode #2. Do not tap on tube while testing! | NEL
182B | 5 | ER3-2000 | 58 | - | B | 3 | 38 |  | TB 11-6625-274-12/1 w/ C3
VT-183 | 1.5 | JR0-4070 | 0 | 27 | A | 2 | 40 | Diode. | NEL
183 | 5 | ER3-2000 | 79 | - | B | 3 | 38 |  | TB 11-6625-274-12/1 w/ C3
VT-184 | - | HP0-5020 | 0 | 65 | A | 4 | 40 |  | NEL
VT-185 | 2.5 | JR6-2300 | 37 | - | B | 3 | 52 | Do not tap on tube while testing! | NEL
VT-188 | 6.3 | JR3-2070 | 12 | - | B | 3 | 55 | Triode Section. | NEL
VT-188 | 6.3 | JR0-6072 | 0 | 14 | A | 2 | 40 | Diode #1. | NEL
VT-188 | 6.3 | JR0-5072 | 0 | 14 | A | 2 | 40 | Diode #2. | NEL
VT-189 | 7.5 | JR5-6073 | 0 | - | B | 3 | 33 | Triode #1. | NEL
VT-189 | 6.3 | JR4-3026 | 0 | - | B | 3 | 33 | Triode #2. | NEL
VT-190 | 6.3 | JR6-2374 | 10 | - | D | 3 | 19 |  | NEL
VT-192 | 6.3 | JR6-2070 | 23 | - | B | 3 | 50 |  | NEL
VT-193 | 6.3 | JR6-2374 | 22 | - | B | 3 | 33 |  | NEL
VT-194 | 6.3 | JR6-2574 | 18 | - | B | 3 | 20 | Heptode Section. | NEL
VT-194 | 6.3 | JR4-3576 | 18 | - | B | 3 | 25 | Triode Section. | NEL
VT-195 | 6.3 | GY0-3050 | 0 | 89 | A | 4 | 40 | Plate #1. | NEL
VT-195 | 6.3 | GY0-5030 | 0 | 89 | A | 4 | 40 | Plate #2. | NEL
VT-196 | 6.3 | HS0-5080 | 0 | 40 | A | 7 | 40 | Plate #1. | NEL
VT-196 | 6.3 | HS0-3080 | 0 | 40 | A | 7 | 40 | Plate #2. | NEL
VT-197A | 5 | JS0-6000 | 0 | 0 | A | 7 | 40 | Plate #1. | NEL
VT-197A | 5 | JS0-4000 | 0 | 0 | A | 7 | 40 | Plate #2. | NEL
VT-198A | 6.3 | HS5-3480 | 23 | - | B | 3 | 53 |  | NEL
VT-199 | 6.3 | HS4-8653 | 19 | - | B | 3 | 46 |  | NEL
VT-200 | - | HP0-5020 | 0 | 60 | A | 4 | 40 |  | NEL
VT-201 | 25 | HS5-3481 | 10 | - | D | # | 45 |  | NEL
VT-201C | 25 | HS5-3481 | 10 | - | D | # | 45 |  | NEL
VT-202 | 6.3 | ET6-1070 | 22 | - | B | 3 | 48 |  | NEL
VT-203 | 6.3 | ET1-5620 | 17 | - | B | 3 | 38 |  | NEL
VT-204 | 6.3 | ER0-0000 | 0 | - | B | 3 | 25 | Top cap connects to plate. Side cap connects to grid. | NEL
VT-205 | 6.3 | HY2-6031 | 15 | - | B | 3 | 48 | Triode Section | NEL
VT-205 | 6.3 | HY0-5036 | 0 | 0 | A | 2 | 30 | Diode #1. | NEL
VT-205 | 6.3 | HY0-4036 | 0 | 0 | A | 2 | 30 | Diode #2. | NEL
205F | 5 | ER3-2000 | 34 | - | B | 3 | 37 |  | TB 11-6625-274-12/1 w/ C3
VT-206A | 5 | JS0-6000 | 0 | 60 | A | 7 | 40 | Plate #1. | NEL
VT-206A | 5 | JS0-4000 | 0 | 60 | A | 7 | 40 | Plate #2. | NEL
VT-207 | 12.6 | HY5-6043 | 20 | - | B | 3 | 50 | Triode #1. | NEL
VT-207 | 12.6 | HY1-3026 | 20 | - | B | 3 | 50 | Triode #2. | NEL
VT-208 | 6.3 | JR6-2574 | - | - | - | - | - | Short Test Only! | NEL
VT-208 | 6.3 | JR4-5376 | 44 | - | B | 3 | 29 |  | NEL
VT-209 | 12.6 | HS4-8651 | 0 | - | C | 3 | 42 |  | NEL
VT-210 | 1.5 | BX3-2400 | 31 | - | B | # | 38 | Do not tap on tube while testing! | NEL
VT-211 | 6.3 | HS4-8651 | 0 | - | C | 3 | 42 |  | NEL
VT-212 | 1.5 | GR4-3000 | 41 | - | B | 3 | 30 |  | NEL
VT-213A | 6.3 | HS5-3080 | 27 | - | B | 3 | 38 |  | NEL
VT-214 | 12.6 | HS0-5081 | 0 | 63 | A | 2 | 40 | Diode #1. | NEL
VT-214 | 12.6 | HS0-3041 | 0 | 63 | A | 2 | 40 | Diode #2. | NEL
VT-215 | 6.3 | GR5-4030 | 0 | 100 | A | 3 | - | Eye Open. | NEL
VT-215 | 6.3 | GR5-4230 | 0 | 100 | A | 3 | - | Eye Closed. | NEL
VT-216 | 2.5 | ER0-0000 | 0 | 69 | A | 7 | 40 | Cap connects to plate. | NEL
VT-217 | 6.3 | ER3-0000 | 0 | - | B | 3 | 36 | Cap connects to plate. | NEL
VT-221 | 2.5 | HS5-3400 | 38 | - | B | 3 | 45 |  | NEL
VT-222 | 6.3 | HS5-3080 | See Note> | 90 | A | 4 | 40 | Should strike between settings 82 and 72 of the BIAS dial. | NEL
VT-223 | 1.5 | HS0-3000 | 16 | - | B | 3 | 7 | Triode Section. Cap connects to grid. | NEL
VT-223 | 1.5 | HS0-5000 | 0 | 0 | A | 2 | 40 | Diode Section. | NEL
VT-224 | 6.3 | HR3-0040 | 18 | - | C | 3 | 33 | Triode #1. Right cap connects to plate. | NEL
VT-224 | 6.3 | HR5-0040 | 18 | - | C | 3 | 33 | Triode #2. Left cap connects to plate. | NEL
VT-225 | 5 | FR3-0204 | 32 | - | B | 3 | 64 | Cap connects to plate. | NEL
VT-229 | 6.3 | HY4-5062 | 0 | - | B | 3 | 32 | Triode #1. | NEL
VT-229 | 6.3 | HY1-2035 | 0 | - | B | 3 | 32 | Triode #2. | NEL
VT-230 | 6.3 | FR3-0240 | 21 | - | D | 3 | 32 | Cap connects to plate. | NEL
VT-231 | 6.3 | HY4-5062 | 23 | - | B | 3 | 50 | Triode #1. | NEL
VT-231 | 6.3 | HY1-2035 | 23 | - | B | 3 | 50 | Triode #2. | NEL
231D | 3 | ER3-2000 | 49 | - | B | 3 | 14 |  | TB 11-6625-274-12/1 w/ C3
VT-232 | 6.3 | HS0-0080 | 14 | - | B | 3 | 56 | Right cap connects to plate. Left cap connects to grid. | NEL
VT-233 | 6.3 | HY2-6031 | 18 | - | B | 3 | 48 | Triode Section. | NEL
VT-233 | 6.3 | HY0-5036 | 0 | 14 | A | 2 | 20 | Diode #1. | NEL
VT-233 | 6.3 | HY0-4036 | 0 | 14 | A | 2 | 20 | Diode #2. | NEL
VT-236 | 3 | ER0-0000 | 0 | 56 | A | 7 | 40 | Cap connects to plate. | NEL
VT-237 | 1.5 | GR4-3000 | 28 | - | B | 3 | 16 |  | NEL
VT-238 | 6.3 | GR8-0374 | 30 | - | B | 3 | 31 | Cap connects to plate. | NEL
VT-239 | 1.5 | JR6-2050 | 20 | - | B | 3 | 30 |  | NEL
VT-241 | 6.3 | JS1-3040 | 15 | - | C | 3 | 38 |  | NEL
VT-243 | 6.3 | JR0-4070 | 0 | 52 | A | 2 | 40 | Diode | NEL
VT-244 | 5 | JS0-6000 | 0 | 47 | A | 7 | 40 | Plate #1. | NEL
VT-244 | 5 | JS0-4000 | 0 | 42 | A | 7 | 40 | Plate #2. | NEL
244A | 2 | FR3-2040 | 42 | - | B | 3 | 23 |  | TB 11-6625-274-12/1 w/ C3
VT-245 | 6.3 | HS5-3068 | See Note> | 90 | A | 4 | 40 | Should strike between settings 43 and 33 of the BIAS dial. | NEL
245A | 2 | FR0-2340 | 55 | - | B | 3 | 18 | Cap connects to grid. | TB 11-6625-274-12/1 w/ C3
VT-247 | 6.3 | HS4-8651 | 10 | - | D | 3 | 30 |  | NEL
247A | 2 | FR3-2040 | 33 | - | B | 3 | 23 |  | TB 11-6625-274-12/1 w/ C3
TS251 | 50 | HS5-3486 | 50 | - | B | 3 | 45 | Pentode Section. | TB 11-6625-274-12/1 w/ C3
TS251 | 50 | HS0-6013 | 0 | 57 | A | 7 | 40 | Rectifier Section. | TB 11-6625-274-12/1 w/ C3
256A | 2.5 | FR3-2040 | See Note> | 0 | A | 7 | 40 | Turn bias up. Shoud strike at 80. | DJN
257A | 3 | ER0-2000 | 49 | - | B | 3 | 14 | Cap connects to grid. | TB 11-6625-274-12/1 w/ C3
VT-259 | 6.3 | HS4-5613 | 0 | - | D | 3 | 20 | Plate #1. Use adapter E105. | NEL
VT-259 | 6.3 | HS4-8613 | 0 | - | D | 3 | 20 | Plate #2. Use adapter E105. | NEL
259A | 2 | FR0-2340 | 33 | - | B | 3 | 28 | Cap connects to grid. | TB 11-6625-274-12/1 w/ C3
VT-260 | - | HP0-5020 | 0 | 60 | A | 4 | 40 |  | NEL
262B | 10 | ER0-2030 | 31 | - | B | 3 | 25 | Cap connects to grid. | TB 11-6625-274-12/1 w/ C3
VT-264 | 3 | HR3-2400 | 24 | - | B | 3 | 54 |  | NEL
264B | 1.5 | ER3-2000 | 49 | - | B | 3 | 14 |  | TB 11-6625-274-12/1 w/ C3
264C | 1.5 | ER3-2000 | 54 | - | B | 3 | 14 |  | TB 11-6625-274-12/1 w/ C3
VT-266 | 3 | ER0-0000 | 0 | 46 | A | 6 | 40 | Cap connects to plate. | NEL
VT-268 | 12.6 | HY4-5062 | 0 | - | B | 3 | 25 | Triode #1. | NEL
VT-268 | 12.6 | HY3-2065 | 0 | - | B | 3 | 25 | Triode #2. | NEL
VT-269 | 6.3 | HS4-8630 | 16 | - | D | 3 | 18 |  | NEL
271A | 5 | FR3-2040 | 32 | - | C | 3 | 36 |  | TB 11-6625-274-12/1 w/ C3
272A | 10 | FR3-2040 | 51 | - | B | 3 | 24 |  | TB 11-6625-274-12/1 w/ C3
274A | 5 | ER0-2000 | 0 | 26 | A | 7 | 40 | Plate #1. | TB 11-6625-274-12/1 w/ C3
274A | 5 | ER0-3000 | 0 | 26 | A | 7 | 40 | Plate #2. | TB 11-6625-274-12/1 w/ C3
274B | 5 | JS0-6000 | 0 | 26 | A | 7 | 40 | Plate #1. | TB 11-6625-274-12/1 w/ C3
274B | 5 | JS0-4000 | 0 | 26 | A | 7 | 40 | Plate #2. | TB 11-6625-274-12/1 w/ C3
275A | 5 | ER3-2000 | 68 | - | C | 3 | 34 |  | TB 11-6625-274-12/1 w/ C3
282A | 10 | ER3-2000 | 40 | - | B | 3 | 40 | Best seen = 80. | DJN
283A | 2 | FR0-2340 | 28 | - | B | 3 | 25 | Cap connects to grid. | TB 11-6625-274-12/1 w/ C3
285A | 2 | FR0-2304 | 40 | - | B | 3 | 23 | Cap connects to grid. | TB 11-6625-274-12/1 w/ C3
VT-286 | 6.3 | HS4-5613 | 0 | - | C | 3 | 44 | Plate #1. Use adapter E105. | NEL
VT-286 | 6.3 | HS4-8613 | 0 | - | C | 3 | 44 | Plate #2. Use adapter E105. | NEL
286A | 2 | GR0-2354 | 31 | - | B | 3 | 23 | Cap connects to grid. | TB 11-6625-274-12/1 w/ C3
VT-287 | 6.3 | BV2-0437 | 31 | - | C | 3 | 50 | Pentode #1. Right cap connects to plate. | NEL
VT-287 | 6.3 | JV7-0432 | 31 | - | C | 3 | 50 | Pentode #2. Left cap connects to plate. Short on 3. | NEL
VT-288 | 12.6 | HS4-8651 | 0 | - | C | 3 | 43 |  | NEL
VT-289 | 12.6 | HY4-5062 | 0 | - | B | 3 | 32 | Triode #1. | NEL
VT-289 | 12.6 | HY1-2035 | 0 | - | B | 3 | 32 | Triode #2. | NEL
290A | 10 | GR0-2354 | 31 | - | B | 3 | 26 | Cap connects to grid. | TB 11-6625-274-12/1 w/ C3
291A | 10 | HR5-3462 | 44 | - | B | 3 | 25 | Cap connects to grid. | TB 11-6625-274-12/1 w/ C3
292A | 10 | GR0-2050 | 36 | - | B | 3 | 16 | Triode Section. Cap connects to grid. | TB 11-6625-274-12/1 w/ C3
292A | 10 | GR0-4052 | 0 | 28 | A | 2 | 40 | Diode #1. | TB 11-6625-274-12/1 w/ C3
292A | 10 | GR0-3052 | 0 | 28 | A | 2 | 40 | Diode #2. | TB 11-6625-274-12/1 w/ C3
293A | 10 | GR4-2350 | 43 | - | B | 3 | 26 |  | TB 11-6625-274-12/1 w/ C3
294A | 10 | FR0-2340 | 43 | - | B | 3 | 26 | Cap connects to grid. | TB 11-6625-274-12/1 w/ C3
300B | 5 | ER3-2000 | 60 | - | C | 3 | 58 |  | TB 11-6625-274-12/1 w/ C3
303A | 2 | GR0-2050 | 36 | - | B | 3 | 16 | Triode Section. Cap connects to grid. | TB 11-6625-274-12/1 w/ C3
303A | 2 | GR0-4052 | 0 | 0 | A | 2 | 40 | Diode #1. | TB 11-6625-274-12/1 w/ C3
303A | 2 | GR0-3052 | 0 | 0 | A | 2 | 40 | Diode #2. | TB 11-6625-274-12/1 w/ C3
307A | 5 | FR3-0204 | 32 | - | B | 3 | 64 | Cap connects to plate. | TB 11-6625-274-12/1 w/ C3
309A | 10 | FR0-2340 | 31 | - | B | 3 | 23 | Cap connects to grid. | TB 11-6625-274-12/1 w/ C3
310A | 10 | GR0-2354 | 26 | - | B | 3 | 30 | Cap connects to grid. | TB 11-6625-274-12/1 w/ C3
310B | 10 | GR0-2354 | 26 | - | B | 3 | 30 | Cap connects to grid. | TB 11-6625-274-12/1 w/ C3
311A | 10 | FR0-2340 | 38 | - | C | 3 | 30 | Cap connects to grid. | TB 11-6625-274-12/1 w/ C3
313CA | - | AP4-2010 | 0 | 80 | A | 4 | 40 |  | TB 11-6625-274-12/1 w/ C3
M328 | 6.3 | EV2-7630 | 18 | - | C | 3 | 39 |  | NEL
328A | 7.5 | GR0-2354 | 16 | - | B | 3 | 44 | Cap connects to grid. | TB 11-6625-274-12/1 w/ C3
329A | 7.5 | FR0-2340 | 38 | - | C | 3 | 31 | Cap connects to grid. | TB 11-6625-274-12/1 w/ C3
336A | 10 | GR4-2350 | 10 | - | D | 3 | 16 |  | TB 11-6625-274-12/1 w/ C3
337A | 10 | GR0-2354 | 30 | - | B | 3 | 21 | Cap connects to grid. | TB 11-6625-274-12/1 w/ C3
338A | 10 | BV3-2040 | See Note> | 89 | A | 4 | 40 | Should strike between settings 50 and 40 of the BIAS dial. | TB 11-6625-274-12/1 w/ C3
339A | 5 | FR3-0240 | 0 | - | C | 3 | 40 | Cap connects to plate. | TB 11-6625-274-12/1 w/ C3
345A | 6.3 | FR0-3040 | 0 | 46 | A | 7 | 40 | Plate #1. | DJN
345A | 6.3 | FR0-2040 | 0 | 46 | A | 7 | 40 | Plate #2. | DJN
347A | 6.3 | HS0-4080 | 30 | - | B | 3 | 23 | Cap connects to grid. | TB 11-6625-274-12/1 w/ C3
348A | 6.3 | HS0-3485 | 13 | - | B | 3 | 45 | Cap connects to grid. | TB 11-6625-274-12/1 w/ C3
349A | 6.3 | HS5-3480 | 10 | - | D | 3 | 20 |  | TB 11-6625-274-12/1 w/ C3
350A | 6.3 | FR3-0240 | 21 | - | D | 3 | 32 | Cap connects to plate. | TB 11-6625-274-12/1 w/ C3
350B | 6.3 | HS5-3480 | 25 | - | D | 3 | 31 |  | TB 11-6625-274-12/1 w/ C3
351A | 6.3 | HS0-5081 | 0 | 55 | A | 7 | 40 | Plate #1. | TB 11-6625-274-12/1 w/ C3
351A | 6.3 | HS0-3081 | 0 | 55 | A | 7 | 40 | Plate #2. | TB 11-6625-274-12/1 w/ C3
352A | 10 | GR0-2050 | 36 | - | B | 3 | 16 | Triode Section. Cap connects to grid. | TB 11-6625-274-12/1 w/ C3
352A | 10 | GR0-4050 | 0 | 28 | A | 2 | 40 | Diode #1. | TB 11-6625-274-12/1 w/ C3
352A | 10 | GR0-3050 | 0 | 28 | A | 2 | 40 | Diode #2. | TB 11-6625-274-12/1 w/ C3
367A | 6.3 | HV6-2480 | 28 | - | D | 3 | 30 |  | TB 11-6625-274-12/1 w/ C3
371B | - | - | - | - | - | - | - | Requires Special socket. | TB 11-6625-274-12/1 w/ C3
373A | 2 | HS4-8603 | 13 | - | B | 3 | 25 |  | TB 11-6625-274-12/1 w/ C3
374A | 3 | HS4-8603 | 40 | - | D | 3 | 14 |  | TB 11-6625-274-12/1 w/ C3
375A | 20 | HS5-3480 | 53 | - | C | 3 | 47 |  | TB 11-6625-274-12/1 w/ C3
381A | 6.3 | JS0-5010 | 0 | 49 | A | 2 | 40 | Diode. | TB 11-6625-274-12/1 w/ C3
383A | 6.3 | JS4-6010 | 25 | - | D | 3 | 14 |  | TB 11-6625-274-12/1 w/ C3
385A | 6.3 | JS5-0318 | 15 | - | D | 3 | 12 | Cap connects to plate. | TB 11-6625-274-12/1 w/ C3
387A | 6.3 | JS5-0318 | 15 | - | D | 3 | 16 | Cap connects to plate. | TB 11-6625-274-12/1 w/ C3
393A | 3 | JR4-0000 | See Note> | 90 | A | 4 | 40 | Cap connects to plate.Should strike between settings 36 and 26 of the BIAS dial. | TB 11-6625-274-12/1 w/ C3
396A | 6.3 | KR7-6082 | 17 | - | D | 3 | 26 | Triode #1. | TB 11-6625-274-12/1 w/ C3
396A | 6.3 | KR3-4028 | 17 | - | D | 3 | 26 | Triode #2. | TB 11-6625-274-12/1 w/ C3
398A | 6.3 | HS4-8603 | 35 | - | D | 3 | 27 |  | TB 11-6625-274-12/1 w/ C3
399A | 1.1 | BX6-2300 | 9 | - | B | # | 18 |  | TB 11-6625-274-12/1 w/ C3
400A | 1.1 | BX4-3062 | 50 | - | B | 3 | 25 |  | TB 11-6625-274-12/1 w/ C3
401A | 6.3 | ET1-5670 | 12 | - | B | # | 50 |  | TB 11-6625-274-12/1 w/ C3
403A | 6.3 | ET1-5620 | 10 | - | D | 3 | 22 |  | TB 11-6625-274-12/1 w/ C3
403B | 6.3 | ET1-5620 | 10 | - | D | 3 | 21 |  | TB 11-6625-274-12/1 w/ C3
404 | 6.3 | DZ1-6844 | 15 | - | D | 3 | 30 | Short on 2 and 3. | DJN
404A | 6.3 | DZ1-6844 | 15 | - | D | 3 | 30 | Short on 2 and 3. | NEL
407A | 20 | KR7-6082 | 17 | - | D | 3 | 26 | Triode #1. | TB 11-6625-274-12/1 w/ C3
407A | 20 | KR3-4028 | 17 | - | D | 3 | 26 | Triode #2. | TB 11-6625-274-12/1 w/ C3
408A | 20 | ET1-5620 | 10 | - | D | 3 | 22 |  | TB 11-6625-274-12/1 w/ C3
409A | 6.3 | ET1-5627 | 14 | - | B | 3 | 44 |  | TB 11-6625-274-12/1 w/ C3
412A | 6.3 | EV0-9070 | 0 | 59 | A | 7 | 40 | Plate #1. | TB 11-6625-274-12/1 w/ C3
412A | 6.3 | EV0-1030 | 0 | 59 | A | 7 | 40 | Plate #2. | TB 11-6625-274-12/1 w/ C3
417A | 6.3 | DZ4-1060 | 20 | - | E | 3 | 15 | TV-7/U, TV-7A/U, TV-7B/U, and TV-7C/U ONLY! | DJN
417A | 6.3 | DZ4-1060 | 75 | 0 | F | 3 | 15 | TV-7D/U ONLY! | DJN
420 | 2.5 | ER0-3000 | 0 | 70 | A | 7 | 40 | Plate #1. | TB 11-6625-274-12/1 w/ C3
420 | 2.5 | ER0-2000 | 0 | 70 | A | 7 | 40 | Plate #2. | TB 11-6625-274-12/1 w/ C3
420A | 12.6 | EV6-8073 | 0 | - | B | 3 | 25 | Triode #1. | TB 11-6625-274-12/1 w/ C3
420A | 12.6 | EV3-1026 | 0 | - | B | 3 | 25 | Triode #2. | TB 11-6625-274-12/1 w/ C3
421A | 6.3 | HY4-5062 | 63 | - | D | 3 | 40 | Triode #1. | TB 11-6625-274-12/1 w/ C3
421A | 6.3 | HY1-2035 | 63 | - | D | 3 | 40 | Triode #2. | TB 11-6625-274-12/1 w/ C3
422A | 5 | JS0-6000 | 0 | 63 | A | 7 | 40 | Plate #1. | TB 11-6625-274-12/1 w/ C3
422A | 5 | JS0-4000 | 0 | 63 | A | 7 | 40 | Plate #2. | TB 11-6625-274-12/1 w/ C3
GL464A | 6.3 | HS0-0080 | 17 | - | C | 3 | 56 | Cap connects to plate. Ring connects to grid. | NEL
446A | 6.3 | HS0-0080 | 0 | - | C | 3 | 30 | Cap connects to plate. Ring connects to grid. | TB 11-6625-274-12/1 w/ C3
482A | 5 | ER3-2000 | 79 | - | B | 3 | 38 |  | TB 11-6625-274-12/1 w/ C3
482B | 5 | ER3-2000 | 57 | - | B | 3 | 38 |  | TB 11-6625-274-12/1 w/ C3
483 | 5 | ER3-2000 | 70 | - | B | 3 | 34 |  | TB 11-6625-274-12/1 w/ C3
484 | 3 | FR3-2040 | 37 | - | B | 3 | 33 |  | TB 11-6625-274-12/1 w/ C3
484A | 3 | FR3-2040 | 37 | - | B | 3 | 33 |  | TB 11-6625-274-12/1 w/ C3
485 | 3 | FR3-2040 | 37 | - | B | 3 | 33 |  | TB 11-6625-274-12/1 w/ C3
486 | 3 | FR3-2040 | 43 | - | B | 3 | 11 |  | TB 11-6625-274-12/1 w/ C3
CK502AX | 1.1 | DV4-1200 | 18 | - | B | # | 15 |  | TB 11-6625-274-12/1 w/ C3
GL502 | 6.3 | HS5-3680 | See Note> | 62 | A | 7 | 40 | Should strike between settings 80 and 70 of the BIAS dial. | TB 11-6625-274-12/1 w/ C3
CK503A | 1.1 | DV4-1200 | 45 | - | B | 3 | 12 |  | NEL
CK503AX | 1.1 | DV4-1200 | 30 | - | B | # | 6 |  | TB 11-6625-274-12/1 w/ C3
CK505AX | 0.6 | DV4-1200 | 0 | - | B | # | 4 |  | TB 11-6625-274-12/1 w/ C3
CK506AX | 1.1 | DV4-1200 | 33 | - | B | # | 13 |  | TB 11-6625-274-12/1 w/ C3
CK510AX | 0.6 | EX1-2300 | 0 | 0 | A | 4 | 4 | Section #1. | TB 11-6625-274-12/1 w/ C3
CK510AX | 0.6 | EX6-5300 | 0 | 0 | A | 4 | 4 | Section #2. | TB 11-6625-274-12/1 w/ C3
CK512AX | 0.6 | DV4-1200 | 30 | 0 | A | 4 | 20 |  | TB 11-6625-274-12/1 w/ C3
CK518AX | 1.1 | DV4-1200 | 45 | 0 | A | 4 | 40 |  | TB 11-6625-274-12/1 w/ C3
CK522AX | 1.1 | DV4-1200 | 38 | 0 | A | 4 | 40 |  | TB 11-6625-274-12/1 w/ C3
CK523AX | 1.1 | DV4-1200 | 47 | 0 | A | 4 | 40 |  | TB 11-6625-274-12/1 w/ C3
CK524AX | 1.1 | DV4-1200 | 76 | 0 | A | 4 | 40 |  | TB 11-6625-274-12/1 w/ C3
CK525AX | 1.1 | DV4-1200 | 48 | 0 | A | 4 | 40 |  | TB 11-6625-274-12/1 w/ C3
CK526AX | 1.1 | DV4-1200 | 59 | 0 | A | 4 | 40 |  | TB 11-6625-274-12/1 w/ C3
CK527AX | 1.1 | DV4-1200 | 32 | 0 | A | 4 | 20 |  | TB 11-6625-274-12/1 w/ C3
CK528AX | 1.1 | DV4-1200 | 37 | 0 | A | 4 | 40 |  | TB 11-6625-274-12/1 w/ C3
CK529AX | 1.1 | DV4-1200 | 67 | 0 | A | 4 | 40 |  | TB 11-6625-274-12/1 w/ C3
CK533AX | 1.1 | DV4-1200 | 40 | 0 | A | 4 | 38 |  | TB 11-6625-274-12/1 w/ C3
CK535AX | 1.1 | DV4-1200 | 67 | 0 | A | 4 | 40 |  | TB 11-6625-274-12/1 w/ C3
CK541DX | 1.1 | DV4-1200 | 41 | 0 | A | 4 | 12 |  | TB 11-6625-274-12/1 w/ C3
CK542DX | 1.1 | DV4-2100 | 19 | 0 | A | 2 | 12 |  | TB 11-6625-274-12/1 w/ C3
CK543DX | 0.6 | DV4-2100 | 0 | 0 | A | 2 | 15 |  | TB 11-6625-274-12/1 w/ C3
CK544DX | 1.1 | DV4-1200 | 30 | 0 | A | 4 | 20 |  | TB 11-6625-274-12/1 w/ C3
GL546 | 6.3 | ET1-7520 | See Note> | 60 | A | 7 | 40 | Should strike between settings 80 and 70 of the BIAS dial. | TB 11-6625-274-12/1 w/ C3
CK547DX | 1.1 | DV4-1200 | 41 | 0 | A | 4 | 12 |  | TB 11-6625-274-12/1 w/ C3
CK548DX | 1.1 | DV4-1200 | 56 | 0 | A | 4 | 12 |  | TB 11-6625-274-12/1 w/ C3
CK551AX | 1.1 | EW5-1200 | 20 | - | B | # | 10 | Pentode Section. | TB 11-6625-274-12/1 w/ C3
CK551AX | 1.1 | EW0-3000 | 0 | 0 | A | 2 | 6 | Diode Section. | TB 11-6625-274-12/1 w/ C3
CK553AX | 1.1 | DV4-1200 | 0 | - | B | # | 10 |  | TB 11-6625-274-12/1 w/ C3
CK556AX | 1.1 | ES3-1000 | 37 | - | B | 3 | 25 |  | TB 11-6625-274-12/1 w/ C3
559 | 6.3 | HS0-0080 | 0 | 63 | A | 2 | 40 | Diode. Cap connects to plate. | TB 11-6625-274-12/1 w/ C3
CK568AX | 1.1 | ES3-1000 | 40 | - | B | 3 | 11 |  | TB 11-6625-274-12/1 w/ C3
CK569AX | 1.1 | DV4-1200 | 24 | - | B | 3 | 19 |  | TB 11-6625-274-12/1 w/ C3
CK571AX | 1.1 | DU7-1200 | 92 | - | B | 3 | 4 |  | TB 11-6625-274-12/1 w/ C3
GL572 | 6.3 | HS6-5080 | 18 | - | E | 3 | 50 | TV-7/U, TV-7A/U, TV-7B/U, and TV-7C/U ONLY! Use adapter E107. | NEL
GL572 | 6.3 | HS6-5080 | 78 | 0 | F | 3 | 50 | TV-7D/U ONLY! Use adapter E107 | NEL
572B | 6.3 | ER3-0000 | 0 | - | B | 3 | 36 | Cap connects to plate. Best seen = 56. | DJN
CK573AX | 1.1 | CU3-1000 | 34 | - | B | 3 | 50 |  | TB 11-6625-274-12/1 w/ C3
CK574AX | 0.6 | DV4-2100 | 0 | 0 | A | 2 | 11 |  | TB 11-6625-274-12/1 w/ C3
CK605CX | 6.3 | DU7-1265 | 10 | - | D | 3 | 22 |  | TB 11-6625-274-12/1 w/ C3
CK606BX | 6.3 | CT0-1040 | 0 | 69 | A | 2 | 40 | Diode. | TB 11-6625-274-12/1 w/ C3
CK608CX | 6.3 | DU5-1060 | 20 | - | D | 3 | 25 |  | TB 11-6625-274-12/1 w/ C3
CK611 | 6.3 | ET1-5020 | 18 | - | D | 3 | 30 |  | NEL
CK612 | 6.3 | ET1-5670 | 0 | - | D | # | 30 |  | NEL
CK619CX | 6.3 | CT4-1050 | 5 | - | D | 3 | 20 |  | TB 11-6625-274-12/1 w/ C3
CK628* | 6.3 | DW1-8050 | 12 | - | D | 3 | 16 | F basing. | NEL
629 | 2.5 | FR3-2040 | See Note> | 87 | A | 4 | 40 | Should strike between settings of 37 and 27 of the BIAS dial. | TB 11-6625-274-12/1 w/ C3
SC651 | 6.3 | HS5-3140 | 10 | - | B | 3 | 46 |  | NEL
653B | 6.3 | GR0-3040 | 0 | 65 | A | 2 | 40 | Diode. | NEL
SD706 | 6.3 | JR5-7362 | 10 | - | B | 3 | 53 | Tetrode #1. | NEL
SD706 | 6.3 | JR4-2367 | 10 | - | B | 3 | 53 | Tetrode #2. | NEL
713A | 6.3 | HS4-8630 | 0 | - | C | 3 | 44 |  | TB 11-6625-274-12/1 w/ C3
717A | 6.3 | HS4-8630 | 16 | - | D | 3 | 18 |  | TB 11-6625-274-12/1 w/ C3
731A | 6.3 | ET1-5620 | 10 | - | D | 3 | 22 |  | NEL
801A | 7.5 | ER3-2000 | 0 | - | B | 3 | 38 |  | TB 11-6625-274-12/1 w/ C3
802A | 6.3 | HR4-0365 | 22 | - | B | 3 | 50 | Cap connects to plate. | TB 11-6625-274-12/1 w/ C3
807 | 6.3 | FR3-0240 | 33 | - | C | 3 | 48 | Cap connects to plate. | TB 11-6625-274-12/1 w/ C3
808 | 7.5 | ER0-0000 | 20 | - | B | 3 | See Note> | Best seen = 40. Plate to top cap. Grid to side. | DJN
809 | 6.3 | ER3-2000 | 0 | - | B | 3 | 42 | Cap connects to plate. | TB 11-6625-274-12/1 w/ C3
811 | 6.3 | ER3-0000 | 0 | - | B | 3 | 36 | Cap connects to plate. | TB 11-6625-274-12/1 w/ C3
812 | 6.3 | ER3-0000 | 0 | - | B | 3 | 56 | Cap connects to plate. | TB 11-6625-274-12/1 w/ C3
814 | 10 | FR3-0240 | 0 | - | C | 3 | 38 | Cap connects to plate. | TB 11-6625-274-12/1 w/ C3
815 | 6.3 | BV2-0437 | 31 | - | C | 3 | 50 | Pentode #1. Right cap connects to plate. | TB 11-6625-274-12/1 w/ C3
815 | 6.3 | JV7-0432 | 31 | - | C | 3 | 50 | Pentode #2. Left cap connects to plate. Short on 3. | TB 11-6625-274-12/1 w/ C3
816 | 2.5 | ER0-0000 | 0 | 69 | A | 7 | 40 | Cap connects to plate. | TB 11-6625-274-12/1 w/ C3
SD828A* | 6.3 | EW3-1520 | 18 | - | D | 3 | 16 | E basing. | TB 11-6625-274-12/1 w/ C3
SD828E* | 6.3 | EW3-0512 | 17 | - | D | 3 | 15 | E basing. Top lead connects to plate. | TB 11-6625-274-12/1 w/ C3
828 | 10 | FR3-0204 | 33 | - | B | 3 | See Note> | Best seen = 60. | DJN
829B | 6.3 | HS4-5613 | 0 | - | D | 3 | 20 | Plate #1. Use adapter E105. | TB 11-6625-274-12/1 w/ C3
829B | 6.3 | HS4-8613 | 0 | - | D | 3 | 20 | Plate #2. Use adapter E105. | TB 11-6625-274-12/1 w/ C3
830 | 10 | ER3-0000 | 24 | - | B | 3 | See Note> | Best seen = 70. Plate top top cap. | DJN
832A | 6.3 | HS4-5613 | 0 | - | C | 3 | 44 | Plate #1. Use adapter E105. | TB 11-6625-274-12/1 w/ C3
832A | 6.3 | HS4-8613 | 0 | - | C | 3 | 44 | Plate #2. Use adapter E105. | TB 11-6625-274-12/1 w/ C3
834 | 7.5 | ER0-0000 | 0 | - | B | 3 | 46 | Near cap connects to grid. Far cap connects to plate. | TB 11-6625-274-12/1 w/ C3
836 | 3 | ER0-0000 | 0 | 56 | A | 7 | 40 | Cap connects to plate. | TB 11-6625-274-12/1 w/ C3
837 | 12.6 | HR4-0365 | 0 | - | C | 3 | 50 | Cap connects to plate. | TB 11-6625-274-12/1 w/ C3
841 | 7.5 | ER3-2000 | 0 | - | B | 3 | 25 |  | TB 11-6625-274-12/1 w/ C3
842 | 7.5 | ER3-2000 | 61 | - | B | 3 | 30 |  | TB 11-6625-274-12/1 w/ C3
843 | 2.5 | FR3-2040 | 12 | - | B | 3 | 42 |  | TB 11-6625-274-12/1 w/ C3
864 | 1.1 | ER3-2000 | 45 | - | B | 3 | 16 |  | TB 11-6625-274-12/1 w/ C3
865 | 7.5 | ER3-0200 | 34 | - | B | 3 | 16 | Cap connects to plate. | TB 11-6625-274-12/1 w/ C3
866 | 3 | ER0-0000 | 0 | 67 | A | 7 | 40 | Cap connects to plate. | T.O. 33AA21-5-31M
866A | 3 | ER0-0000 | 0 | 67 | A | 7 | 40 | Cap connects to plate. | TB 11-6625-274-12/1 w/ C3
866JR | 3 | ER0-2000 | 0 | 67 | A | 7 | 40 | Cap connects to plate. | DJN
871 | 2.5 | ER0-0000 | 0 | 65 | A | 7 | 40 | Cap connects to plate. | TB 11-6625-274-12/1 w/ C3
874 | - | AP0-3010 | 0 | 53 | A | 4 | 40 |  | TB 11-6625-274-12/1 w/ C3
879 | 2.5 | ER0-0000 | 0 | 78 | A | 4 | 40 | Cap connects to plate. | TB 11-6625-274-12/1 w/ C3
884 | 6.3 | HS5-3080 | See Note> | 90 | A | 4 | 40 | Should strike between settings 82 and 72 of the BIAS dial. | TB 11-6625-274-12/1 w/ C3
885 | 2.5 | FR3-2040 | See Note> | 90 | A | 4 | 40 | Should strike between settings 82 and 72 of the BIAS dial. | TB 11-6625-274-12/1 w/ C3
SD917A* | 6.3 | DU2-1050 | 31 | - | B | 3 | 12 | C basing. | TB 11-6625-274-12/1 w/ C3
SN944* | 6.3 | EW3-0512 | 26 | - | B | 3 | 33 | E basing. Top lead connects to plate. | TB 11-6625-274-12/1 w/ C3
SN946* | 6.3 | CT0-1040 | 0 | 70 | A | 2 | 40 | A basing. Diode. | TB 11-6625-274-12/1 w/ C3
SN947C* | 6.3 | CU6-1350 | 54 | - | C | 3 | 38 | E basing. | TB 11-6625-274-12/1 w/ C3
SN947D* | 6.3 | DW1-5780 | 54 | - | C | 3 | 38 | F basing. | TB 11-6625-274-12/1 w/ C3
SN949C* | 6.3 | DW7-1250 | See Note> | 58 | A | 7 | 40 | F basing. Should strike between settings 80 and 70 of the BIAS dial. | TB 11-6625-274-12/1 w/ C3
950 | 2 | FR3-2400 | 45 | - | B | 3 | 24 |  | TB 11-6625-274-12/1 w/ C3
951 | 2 | ER0-2300 | 18 | - | B | # | 16 | Cap connects to grid. | TB 11-6625-274-12/1 w/ C3
SN953A* | 6.3 | DW1-5720 | 25 | - | D | 3 | 21 | F basing. | NEL
SN953D* | 6.3 | DW1-5720 | 25 | - | D | 3 | 21 | F basing. | TB 11-6625-274-12/1 w/ C3
SN954* | 6.3 | ES0-1030 | 0 | 40 | A | 7 | 40 | B basing. | TB 11-6625-274-12/1 w/ C3
954 | 6.3 | GR8-0374 | 30 | - | B | 3 | 18 | Cap connects to plate. | TB 11-6625-274-12/1 w/ C3
SN954B* | 6.3 | DW0-2050 | 0 | 40 | A | 7 | 40 | F basing. | TB 11-6625-274-12/1 w/ C3
SN955B* | 6.3 | DW1-7084 | 28 | - | B | 3 | 33 | F basing. Triode #1. | TB 11-6625-274-12/1 w/ C3
SN955B* | 6.3 | DW2-5084 | 28 | - | B | 3 | 33 | F basing. Triode #2. | TB 11-6625-274-12/1 w/ C3
955 | 6.3 | GR4-3070 | 22 | - | B | 3 | 48 |  | TB 11-6625-274-12/1 w/ C3
SN956B | 1.1 | BS0-0000 | 0 | 0 | A | 7 | 4 | Top lead connects to plate. | TB 11-6625-274-12/1 w/ C3
956 | 6.3 | GR8-0374 | 30 | - | B | 3 | 31 | Cap connects to plate. | TB 11-6625-274-12/1 w/ C3
SN957A* | 6.3 | FT4-1020 | 36 | - | B | 3 | 30 | D basing. | TB 11-6625-274-12/1 w/ C3
957 | 1.5 | GR4-3000 | 28 | - | B | 3 | 16 |  | TB 11-6625-274-12/1 w/ C3
958 | 1.5 | GR4-3000 | 41 | - | B | 3 | 30 |  | TB 11-6625-274-12/1 w/ C3
958A | 1.1 | GR4-3000 | 45 | - | B | 3 | 16 |  | TB 11-6625-274-12/1 w/ C3
959 | 1.5 | GR8-0300 | 25 | - | B | # | 15 | Cap connects to plate. | TB 11-6625-274-12/1 w/ C3
SC968B* | 6.3 | DW1-2050 | 74 | - | B | 3 | 46 | F basing. | NEL
SN972D* | 6.3 | DW1-5740 | 21 | - | B | 3 | 50 | F basing. | TB 11-6625-274-12/1 w/ C3
SN973B* | 6.3 | GT1-5740 | 22 | - | C | 3 | 31 | F basing. | TB 11-6625-274-12/1 w/ C3
SN976C* | 6.3 | DW1-5740 | 49 | - | C | 3 | 50 | F basing. | TB 11-6625-274-12/1 w/ C3
SN980* | 6.3 | DW1-8057 | 23 | - | B | 3 | 20 | F basing. | NEL
SN986B | 25 | DW1-5724 | 22 | - | B | 3 | 33 | F basing. | NEL
SN989* | 6.3 | DW1-8057 | 22 | - | D | 3 | 28 | F basing. | NEL
SD993C* | 6.3 | DW1-8050 | 20 | - | D | 3 | 29 | F basing. | TB 11-6625-274-12/1 w/ C3
SN995B* | 6.3 | DW1-5740 | 21 | - | B | 3 | 50 | F basing. | TB 11-6625-274-12/1 w/ C3
FM1000 | 6.3 | JR2-4536 | 12 | - | B | 3 | 38 | Grid #1. | TB 11-6625-274-12/1 w/ C3
FM1000 | 6.3 | JR6-4532 | 12 | - | B | 3 | 38 | Grid #2. | TB 11-6625-274-12/1 w/ C3
1003 | - | HS0-5080 | 0 | 70 | A | See Note> | 40 | Plate #1. Hold down pushbutton 6-0Z4 for 5 seconds. | TB 11-6625-274-12/1 w/ C3
1003 | - | HS0-3080 | 0 | 70 | A | See Note> | 40 | Plate #2. Hold down pushbutton 6-0Z4 for 5 seconds. | TB 11-6625-274-12/1 w/ C3
CK1005 | 6.3 | GY0-3050 | 0 | 89 | A | 4 | 40 | Plate #1. | TB 11-6625-274-12/1 w/ C3
CK1005 | 6.3 | GY0-5030 | 0 | 89 | A | 4 | 40 | Plate #2. | TB 11-6625-274-12/1 w/ C3
SN1006* | 6.3 | FT4-1020 | 28 | - | B | 3 | 12 | D basing. | TB 11-6625-274-12/1 w/ C3
SN1007A | 6.3 | DW1-5724 | 22 | - | B | 3 | 33 | Grid #1. | NEL
SN1007A | 6.3 | DW4-5721 | 22 | - | B | # | 12 | Grid #3. | NEL
1007 | 1.1 | HY0-3010 | 0 | 48 | A | 6 | 40 | Plate #1. | TB 11-6625-274-12/1 w/ C3
1007 | 1.1 | HY0-5010 | 0 | 48 | A | 6 | 40 | Plate #2. | TB 11-6625-274-12/1 w/ C3
CK1027 | - | AP0-4070 | 0 | 83 | A | 4 | 40 | Cap connects to plate. | TB 11-6625-274-12/1 w/ C3
SD1033 | 5 | DU0-1000 | 0 | 20 | A | 2 | 68 |  | NEL
CK1042 | - | AP0-1050 | 0 | 35 | A | 6 | 40 |  | TB 11-6625-274-12/1 w/ C3
E1148 | 6.3 | HS0-0080 | 14 | - | B | 3 | 56 | Right cap connects to plate. Left cap connects to grid. | TB 11-6625-274-12/1 w/ C3
1201 | 6.3 | JS1-3040 | 15 | - | B | 3 | 38 |  | TB 11-6625-274-12/1 w/ C3
1203 | 6.3 | JR0-4070 | 0 | 52 | A | 2 | 40 | Diode. | TB 11-6625-274-12/1 w/ C3
1204 | 6.3 | HS5-3140 | 10 | - | B | 3 | 46 |  | TB 11-6625-274-12/1 w/ C3
1206 | 6.3 | JR5-7362 | 10 | - | B | 3 | 53 | Tetrode #1. | TB 11-6625-274-12/1 w/ C3
1206 | 6.3 | JR4-2367 | 10 | - | B | 3 | 53 | Tetrode #2. | TB 11-6625-274-12/1 w/ C3
1222 | 6.3 | GR4-2378 | 23 | - | D | 3 | 25 |  | TB 11-6625-274-12/1 w/ C3
1229 | 2 | ER0-2300 | 19 | - | B | # | 16 | Cap connects to grid. | TB 11-6625-274-12/1 w/ C3
1230 | 2 | ER3-2000 | 40 | - | B | 3 | 23 |  | TB 11-6625-274-12/1 w/ C3
1231 | 6.3 | JR6-2374 | 0 | - | C | 3 | 32 |  | TB 11-6625-274-12/1 w/ C3
1232 | 6.3 | JR6-2374 | 18 | - | B | 3 | 50 |  | TB 11-6625-274-12/1 w/ C3
1237 | 2.5 | HS0-3000 | 0 | 76 | A | 7 | 40 | Plate #1. Short on 1, 2, 3, 4, and 5. | TB 11-6625-274-12/1 w/ C3
1237 | 2.5 | HS0-6000 | 0 | 76 | A | 7 | 40 | Plate #2. Short on 1, 2, 3, 4, and 5. | TB 11-6625-274-12/1 w/ C3
1247* | 0.6 | EV0-0000 | 0 | 0 | A | 2 | 40 | F basing. Top lead connects to plate. | TB 11-6625-274-12/1 w/ C3
HY1269 | 12.6 | FR3-0240 | 0 | - | C | 3 | 50 | Cap connects to plate. Short on 3. | TB 11-6625-274-12/1 w/ C3
1273 | 6.3 | JR6-2374 | 11 | - | B | 3 | 58 |  | TB 11-6625-274-12/1 w/ C3
1274 | 6.3 | HS0-5083 | 0 | 42 | A | 7 | 40 | Plate #1. | TB 11-6625-274-12/1 w/ C3
1274 | 6.3 | HS0-3085 | 0 | 42 | A | 7 | 40 | Plate #2. | TB 11-6625-274-12/1 w/ C3
1280 | 12.6 | JR6-2374 | 22 | - | B | 3 | 33 |  | TB 11-6625-274-12/1 w/ C3
1282 | 6.3 | JR6-2375 | 10 | - | D | 3 | 18 |  | TB 11-6625-274-12/1 w/ C3
1284 | 12.6 | JR6-2374 | 28 | - | B | 3 | 50 |  | TB 11-6625-274-12/1 w/ C3
1285 | 25 | HS5-3480 | 36 | - | D | 3 | 29 |  | TB 11-6625-274-12/1 w/ C3
1291 | 2.5 | JR6-7000 | 12 | - | B | 3 | 38 | Triode #1. Do not tap on tube while testing! | TB 11-6625-274-12/1 w/ C3
1291 | 2.5 | JR3-2000 | 25 | - | B | 3 | 38 | Triode #2. Do not tap on tube while testing! | TB 11-6625-274-12/1 w/ C3
1293 | 1.5 | JR6-2000 | 30 | - | B | 3 | 33 |  | TB 11-6625-274-12/1 w/ C3
1294 | 1.5 | JR0-4070 | 0 | 27 | A | 2 | 40 | Diode. | TB 11-6625-274-12/1 w/ C3
1299 | 2.5 | JR6-2300 | 37 | - | B | 3 | 52 | Do not tap on tube while testing! | TB 11-6625-274-12/1 w/ C3
ME1500* | 6.3 | EW3-0512 | 17 | - | D | 3 | 15 | E basing. Top lead connects to plate. | NEL
SR1553D | 6.3 | ET2-1050 | 0 | - | D | 3 | 38 |  | TB 11-6625-274-12/1 w/ C3
1602 | 7.5 | ER3-2000 | 39 | - | B | 3 | 32 |  | TB 11-6625-274-12/1 w/ C3
1603 | 6.3 | GR0-2354 | 21 | - | B | 3 | 31 | Cap connects to grid. | TB 11-6625-274-12/1 w/ C3
1608 | 2.5 | ER3-2000 | 30 | - | B | 3 | See Note> | Best seen = 51. | DJN
1609 | 1.1 | FR3-2400 | 0 | - | B | # | 18 |  | TB 11-6625-274-12/1 w/ C3
1610 | 2.5 | FR3-2400 | 22 | - | B | 3 | 50 |  | TB 11-6625-274-12/1 w/ C3
1611 | 6.3 | HS5-3481 | 29 | - | B | 3 | 50 |  | TB 11-6625-274-12/1 w/ C3
1612 | 6.3 | HS0-3485 | 23 | - | B | 3 | 16 | Cap connects to grid. | TB 11-6625-274-12/1 w/ C3
1612 | 6.3 | HS5-3481 | 27 | - | B | 3 | 16 | Pin grid. | TB 11-6625-274-12/1 w/ C3
1613 | 6.3 | HS5-3480 | 0 | - | B | 3 | 56 |  | TB 11-6625-274-12/1 w/ C3
1614 | 6.3 | HS5-3481 | 23 | - | D | 3 | 25 |  | TB 11-6625-274-12/1 w/ C3
1616 | 3 | ER0-0000 | 0 | 46 | A | 6 | 40 | Cap connects to plate. | TB 11-6625-274-12/1 w/ C3
1619 | 2.5 | HS5-3408 | 12 | - | C | 3 | 43 |  | TB 11-6625-274-12/1 w/ C3
1620 | 6.3 | HS0-3485 | 22 | - | B | 3 | 31 | Cap connects to grid. | TB 11-6625-274-12/1 w/ C3
1621 | 6.3 | HS5-3480 | 29 | - | B | 3 | 50 |  | TB 11-6625-274-12/1 w/ C3
1622 | 6.3 | HS5-3480 | 23 | - | D | 3 | 25 |  | TB 11-6625-274-12/1 w/ C3
1623 | 6.3 | ER3-0000 | 0 | - | B | 3 | 56 | Cap connects to plate. | TB 11-6625-274-12/1 w/ C3
1624 | 2.5 | FR3-0200 | 17 | - | C | 3 | 50 | Cap connects to plate. | DJN
1625 | 12.6 | HR4-0360 | 33 | - | C | 3 | 40 | Cap connects to plate. | TB 11-6625-274-12/1 w/ C3
1626 | 12.6 | HS5-3080 | 52 | - | B | 3 | 53 |  | TB 11-6625-274-12/1 w/ C3
1629 | 12.6 | HS5-4080 | 0 | 100 | A | 3 | - | Eye Open. | TB 11-6625-274-12/1 w/ C3
1629 | 12.6 | HS5-4380 | 0 | 100 | A | 3 | - | Eye Closed. | TB 11-6625-274-12/1 w/ C3
1631 | 12.6 | HS5-3481 | 23 | - | D | 3 | 25 |  | TB 11-6625-274-12/1 w/ C3
1632 | 12.6 | HS5-3480 | 10 | - | D | # | 45 |  | TB 11-6625-274-12/1 w/ C3
1633 | 25 | HY4-5060 | 23 | - | B | 3 | 50 | Triode #1. | TB 11-6625-274-12/1 w/ C3
1633 | 25 | HY1-2030 | 23 | - | B | 3 | 50 | Triode #2. | TB 11-6625-274-12/1 w/ C3
1634 | 12.6 | HY4-5061 | 0 | - | B | 3 | 25 | Triode #1. | TB 11-6625-274-12/1 w/ C3
1634 | 12.6 | HY3-2061 | 0 | - | B | 3 | 25 | Triode #2. | TB 11-6625-274-12/1 w/ C3
1635 | 6.3 | HS4-3080 | 0 | - | B | 3 | 22 | Triode #1. | TB 11-6625-274-12/1 w/ C3
1635 | 6.3 | HS5-6080 | 0 | - | B | 3 | 22 | Triode #2. | TB 11-6625-274-12/1 w/ C3
1641 | 5 | ER0-0000 | 0 | 0 | A | 7 | 50 | Left cap is the plate. | TB 11-6625-274-12/1 w/ C3
1641 | 5 | BU0-0000 | 0 | 0 | A | 7 | 50 | Right cap is the plate. | TB 11-6625-274-12/1 w/ C3
1642 | 6.3 | HR4-5060 | 38 | - | B | 3 | 34 | Triode #1. | TB 11-6625-274-12/1 w/ C3
1642 | 6.3 | HR0-3020 | 38 | - | B | 3 | 34 | Triode #2. Cap connects to grid. | TB 11-6625-274-12/1 w/ C3
1644 | 12.6 | HW1-8523 | 10 | - | B | 3 | 54 | Pentode #1. | TB 11-6625-274-12/1 w/ C3
1644 | 12.6 | HW3-4521 | 10 | - | B | 3 | 54 | Pentode #2. | TB 11-6625-274-12/1 w/ C3
1650 | 6.3 | GR4-3070 | 22 | - | B | 3 | 48 |  | TB 11-6625-274-12/1 w/ C3
1654 | 1.5 | BX0-0000 | 0 | 56 | A | 4 | 32 | Cap connects to plate. | TB 11-6625-274-12/1 w/ C3
1655 | 6.3 | HY4-5062 | 0 | - | B | 3 | 25 | Triode #1. | TB 11-6625-274-12/1 w/ C3
1655 | 6.3 | HY3-2065 | 0 | - | B | 3 | 25 | Triode #2. | TB 11-6625-274-12/1 w/ C3
1657 | 6.3 | HS5-3068 | See Note> | 90 | A | 4 | 40 | Should strike between settings 43 and 33 of the BIAS dial. | TB 11-6625-274-12/1 w/ C3
1658 | 2 | ER3-2000 | 40 | - | B | 3 | 23 |  | TB 11-6625-274-12/1 w/ C3
1659 | 2.5 | GR0-2050 | 11 | - | B | 3 | 19 | Triode Section. Cap connects to grid. | TB 11-6625-274-12/1 w/ C3
1659 | 2.5 | GR0-4050 | 0 | 14 | A | 2 | 40 | Diode #1. | TB 11-6625-274-12/1 w/ C3
1659 | 2.5 | GR0-3050 | 0 | 14 | A | 2 | 40 | Diode #2. | TB 11-6625-274-12/1 w/ C3
1662 | 2.5 | BX4-2300 | 33 | - | B | 3 | 50 |  | TB 11-6625-274-12/1 w/ C3
1851 | 6.3 | HS0-3485 | 10 | - | D | 3 | 25 | Cap connects to grid. | TB 11-6625-274-12/1 w/ C3
1852 | 6.3 | HS4-8653 | 10 | - | D | 3 | 30 |  | TB 11-6625-274-12/1 w/ C3
1853 | 6.3 | HS4-8653 | 0 | - | C | 3 | 44 |  | TB 11-6625-274-12/1 w/ C3
2050 | 6.3 | HS5-3068 | See Note> | 90 | A | 4 | 40 | Should strike between settings 43 and 33 of the BIAS dial. | TB 11-6625-274-12/1 w/ C3
2051 | 6.3 | HS5-3068 | See Note> | 90 | A | 4 | 40 | Should strike between settings 43 and 33 of the BIAS dial. | TB 11-6625-274-12/1 w/ C3
2081 | 6.3 | EV7-9863 | 14 | - | D | 3 | 38 | Pentode Section. | NEL
2081 | 6.3 | EV2-3019 | 9 | - | D | 3 | 20 | Triode Section. | NEL
2082 | 12.6 | EV7-6080 | 15 | - | B | 3 | 32 | Triode #1. | NEL
2082 | 12.6 | EV2-1030 | 15 | - | B | 3 | 32 | Triode #2. | NEL
5516 | 6.3 | HS5-0310 | 20 | - | C | 3 | 50 | Cap connects to plate. Short on 3. | TB 11-6625-274-12/1 w/ C3
5517 | BLST | AP0-4070 | 0 | 44 | A | 6 | 40 | Cap connects to plate. | TB 11-6625-274-12/1 w/ C3
5556 | 4.3 | ER3-2000 | 26 | - | B | 3 | 25 |  | TB 11-6625-274-12/1 w/ C3
5590 | 6.3 | ET1-5670 | 12 | - | B | # | 50 |  | TB 11-6625-274-12/1 w/ C3
5591 | 6.3 | ET1-5620 | 10 | - | D | 3 | 21 |  | TB 11-6625-274-12/1 w/ C3
5603 | 6.3 | HS4-8603 | 35 | - | D | 3 | 27 |  | TB 11-6625-274-12/1 w/ C3
5608A | 2.5 | HR5-6042 | 12 | - | B | 3 | 38 | Triode #1. | TB 11-6625-274-12/1 w/ C3
5608A | 2.5 | HR3-2046 | 12 | - | B | 3 | 38 | Triode #2. | TB 11-6625-274-12/1 w/ C3
5610 | 6.3 | ET6-1020 | 27 | - | C | 3 | 50 |  | TB 11-6625-274-12/1 w/ C3
5618 | 6.3 | BX6-2340 | 24 | - | C | 3 | 38 |  | TB 11-6625-274-12/1 w/ C3
5633* | 6.3 | EW3-0512 | 26 | - | B | 3 | 33 | E basing. Top lead connects to plate. | TB 11-6625-274-12/1 w/ C3
5634* | 6.3 | EW3-0512 | 17 | - | D | 3 | 15 | E basing. Top lead connects to plate. | TB 11-6625-274-12/1 w/ C3
5635* | 6.3 | DW1-7084 | 28 | - | B | 3 | 33 | F basing. Triode #1. | TB 11-6625-274-12/1 w/ C3
5635* | 6.3 | DW2-5084 | 28 | - | B | 3 | 33 | F basing. Triode #2. | TB 11-6625-274-12/1 w/ C3
5636 | 6.3 | DW1-5724 | 22 | - | B | 3 | 33 | Grid #1. | TB 11-6625-274-12/1 w/ C3
5636 | 6.3 | DW4-5721 | 22 | - | B | # | 12 | Grid #3. | TB 11-6625-274-12/1 w/ C3
5637* | 6.3 | DU2-1050 | 31 | - | B | 3 | 12 | C basing. | TB 11-6625-274-12/1 w/ C3
5638* | 6.3 | EW3-1520 | 18 | - | D | 3 | 16 | E basing. | TB 11-6625-274-12/1 w/ C3
5639* | 6.3 | DW1-5720 | 25 | - | D | 3 | 21 | F basing. | TB 11-6625-274-12/1 w/ C3
5640* | 6.3 | DW1-5780 | 54 | - | C | 3 | 38 | F basing. | TB 11-6625-274-12/1 w/ C3
5641* | 6.3 | DW0-2050 | 0 | 40 | A | 7 | 40 | B basing. | TB 11-6625-274-12/1 w/ C3
5642 | 1.1 | BS0-0000 | 0 | 0 | A | 7 | 4 | Top lead connects to plate. | TB 11-6625-274-12/1 w/ C3
5643* | 6.3 | DW7-1250 | See Note> | 58 | A | 7 | 40 | F basing. Should strike between settings 80 and 70 of the BIAS dial. | TB 11-6625-274-12/1 w/ C3
5645* | 6.3 | FT4-1020 | 36 | - | B | 3 | 30 | D basing. | TB 11-6625-274-12/1 w/ C3
5646* | 6.3 | FT4-1020 | 28 | - | B | 3 | 12 | D basing. | TB 11-6625-274-12/1 w/ C3
5647* | 6.3 | CT0-1040 | 0 | 70 | A | 2 | 40 | A basing. Diode. | TB 11-6625-274-12/1 w/ C3
5648 | 6.3 | HS6-5080 | 18 | - | E | 3 | 50 | TV-7/U, TV-7A/U, TV-7B/U, and TV-7C/U ONLY! Use adapter E107. | NEL
5648 | 6.3 | HS6-5080 | 78 | 0 | F | 3 | 50 | TV-7D/U ONLY! Use adapter E107 | NEL
5651 | - | AP0-1070 | 0 | 50 | A | 4 | 40 |  | TB 11-6625-274-12/1 w/ C3
5654 | 6.3 | ET1-5620 | 10 | - | D | 3 | 22 |  | TB 11-6625-274-12/1 w/ C3
5656 | 6.3 | EV2-8193 | 0 | - | C | # | 43 | Tetrode #1. | TB 11-6625-274-12/1 w/ C3
5656 | 6.3 | EV3-7192 | 0 | - | C | # | 43 | Tetrode #2. | TB 11-6625-274-12/1 w/ C3
5659 | 12.6 | HS5-3480 | 22 | - | C | 3 | 38 |  | TB 11-6625-274-12/1 w/ C3
5660 | 12.6 | HS0-3680 | 8 | - | B | 3 | 34 | Pentode Section. Cap connects to grid. | TB 11-6625-274-12/1 w/ C3
5660 | 12.6 | HS0-5680 | 0 | 23 | A | 2 | 40 | Diode #1. | TB 11-6625-274-12/1 w/ C3
5660 | 12.6 | HS0-4680 | 0 | 23 | A | 2 | 40 | Diode #2. | TB 11-6625-274-12/1 w/ C3
5661 | 6.3 | HS4-8653 | 21 | - | B | 3 | 50 |  | TB 11-6625-274-12/1 w/ C3
5662 | 6.3 | ET1-7050 | See Note> | 90 | A | 4 | 40 | Should strike between settings 40 and 30 of the BIAS dial. | TB 11-6625-274-12/1 w/ C3
5663 | 6.3 | ET1-7520 | See Note> | 66 | A | 7 | 40 | Should strike between settings 80 and 70 of the BIAS dial. | TB 11-6625-274-12/1 w/ C3
5670 | 6.3 | KR7-6080 | 17 | - | D | 3 | 26 | Triode #1. | TB 11-6625-274-12/1 w/ C3
5670 | 6.3 | KR3-4020 | 17 | - | D | 3 | 26 | Triode #2. | TB 11-6625-274-12/1 w/ C3
5672 | 1.1 | DV4-1200 | 50 | - | B | 3 | 16 |  | TB 11-6625-274-12/1 w/ C3
5676 | 1.1 | ES3-1000 | 37 | - | B | 3 | 25 |  | TB 11-6625-274-12/1 w/ C3
5677 | 1.1 | ES3-1000 | 40 | - | B | 3 | 11 |  | TB 11-6625-274-12/1 w/ C3
5678 | 1.1 | DV4-1200 | 24 | - | B | 3 | 19 |  | TB 11-6625-274-12/1 w/ C3
5679 | 6.3 | JR0-6075 | 0 | 60 | A | 2 | 40 | Diode #1. | TB 11-6625-274-12/1 w/ C3
5679 | 6.3 | JR0-3025 | 0 | 60 | A | 2 | 40 | Diode #2. | TB 11-6625-274-12/1 w/ C3
5686 | 6.3 | EV2-7630 | 18 | - | C | 3 | 39 |  | TB 11-6625-274-12/1 w/ C3
5687 | 12.6 | EV7-9061 | 23 | - | D | 3 | 38 | Triode #1. | TB 11-6625-274-12/1 w/ C3
5687 | 12.6 | EV2-1039 | 23 | - | D | 3 | 38 | Triode #2. | TB 11-6625-274-12/1 w/ C3
5690 | 6.3 | HW0-5083 | 0 | 63 | A | 7 | 40 | Unit #1. | TB 11-6625-274-12/1 w/ C3
5690 | 6.3 | CR0-3045 | 0 | 63 | A | 7 | 40 | Unit #2. | TB 11-6625-274-12/1 w/ C3
5691 | 6.3 | HY4-5062 | 0 | - | B | 3 | 32 | Triode #1. | TB 11-6625-274-12/1 w/ C3
5691 | 6.3 | HY1-2035 | 0 | - | B | 3 | 32 | Triode #2. | TB 11-6625-274-12/1 w/ C3
5692 | 6.3 | HY4-5062 | 23 | - | B | 3 | 50 | Triode #1. | TB 11-6625-274-12/1 w/ C3
5692 | 6.3 | HY1-2035 | 23 | - | B | 3 | 50 | Triode #2. | TB 11-6625-274-12/1 w/ C3
5693 | 6.3 | HS4-8653 | 22 | - | B | 3 | 40 |  | TB 11-6625-274-12/1 w/ C3
5694 | 6.3 | HS4-3010 | 0 | - | B | 3 | 50 | Triode #1. | TB 11-6625-274-12/1 w/ C3
5694 | 6.3 | HS5-6080 | 0 | - | B | 3 | 50 | Triode #2. | TB 11-6625-274-12/1 w/ C3
5696 | 6.3 | ET1-6025 | See Note> | 68 | A | 7 | 40 | Should strike between settings 80 and 70 of the BIAS dial. | TB 11-6625-274-12/1 w/ C3
5702 | 6.3 | DU7-1265 | 10 | - | D | 3 | 22 |  | TB 11-6625-274-12/1 w/ C3
5703 | 6.3 | DU5-1060 | 20 | - | D | 3 | 25 |  | TB 11-6625-274-12/1 w/ C3
5704 | 6.3 | CT0-1040 | 0 | 69 | A | 2 | 40 | Diode. | TB 11-6625-274-12/1 w/ C3
5718* | 6.3 | DW1-8057 | 22 | - | D | 3 | 28 | F basing. | TB 11-6625-274-12/1 w/ C3
5719* | 6.3 | DW1-8057 | 23 | - | B | 3 | 20 | F basing. | TB 11-6625-274-12/1 w/ C3
5722 | 5 | DU0-1000 | 0 | 20 | A | 2 | 68 |  | TB 11-6625-274-12/1 w/ C3
5725 | 6.3 | ET1-5627 | 14 | - | B | 3 | 44 |  | TB 11-6625-274-12/1 w/ C3
A5726 | 6.3 | ET7-5621 | 20 | - | B | 3 | 30 | Amplifier Section. | TB 11-6625-274-12/1 w/ C3
A5726 | 6.3 | ET1-5627 | 10 | - | B | 3 | 38 | Oscillator Section. | TB 11-6625-274-12/1 w/ C3
5726 | 6.3 | ET0-7010 | 0 | 70 | A | 2 | 40 | Diode #1. | TB 11-6625-274-12/1 w/ C3
5726 | 6.3 | ET0-2050 | 0 | 70 | A | 2 | 40 | Diode #2. | TB 11-6625-274-12/1 w/ C3
5727 | 6.3 | ET1-6025 | See Note> | 90 | A | 4 | 40 | Should strike between settings 40 and 30 of the BIAS dial. | TB 11-6625-274-12/1 w/ C3
5731 | 6.3 | GR4-3074 | 25 | - | B | 3 | 38 |  | TB 11-6625-274-12/1 w/ C3
5732 | 6.3 | HS0-3485 | 19 | - | B | 3 | 36 | Cap connects to grid. | TB 11-6625-274-12/1 w/ C3
5742 | 4.3 | ER3-2000 | 10 | - | B | 3 | 21 |  | TB 11-6625-274-12/1 w/ C3
5744 | 6.3 | CT4-1050 | 5 | - | D | 3 | 20 |  | TB 11-6625-274-12/1 w/ C3
5749 | 6.3 | ET1-5672 | 9 | - | C | 3 | 41 |  | TB 11-6625-274-12/1 w/ C3
5750 | 6.3 | ET7-5621 | - | - | - | - | - | Short Test Only! | TB 11-6625-274-12/1 w/ C3
5750 | 6.3 | ET1-6027 | 17 | - | D | 3 | 36 |  | TB 11-6625-274-12/1 w/ C3
5751 | 12.6 | EV7-6080 | 12 | - | B | 3 | 32 | Triode #1. | TB 11-6625-274-12/1 w/ C3
5751 | 12.6 | EV2-1030 | 12 | - | B | 3 | 32 | Triode #2. | TB 11-6625-274-12/1 w/ C3
5755 | 12.6 | EV6-8073 | 0 | - | B | 3 | 25 | Triode #1. | TB 11-6625-274-12/1 w/ C3
5755 | 12.6 | EV3-1026 | 0 | - | B | 3 | 25 | Triode #2. | TB 11-6625-274-12/1 w/ C3
5763 | 6.3 | EV9-1673 | 8 | - | D | 3 | 35 |  | TB 11-6625-274-12/1 w/ C3
5784 | 6.3 | DU7-1265 | 20 | - | B | 3 | 45 |  | TB 11-6625-274-12/1 w/ C3
5785 | 1.1 | GX0-1000 | 0 | 0 | A | 2 | 20 |  | TB 11-6625-274-12/1 w/ C3
5787 | BLST | AP0-3050 | 0 | 54 | A | 4 | 40 |  | TB 11-6625-274-12/1 w/ C3
5812 | 6.3 | ET1-5602 | 34 | - | C | 3 | 54 |  | TB 11-6625-274-12/1 w/ C3
5814 | 12.6 | EV7-6080 | 24 | - | B | 3 | 56 | Triode #1. | TB 11-6625-274-12/1 w/ C3
5814 | 12.6 | EV2-1030 | 24 | - | B | 3 | 56 | Triode #2. | TB 11-6625-274-12/1 w/ C3
5823 | BLST | AP4-1030 | 100 | 84 | A | 4 | 40 | Short on 1, 2, 3, 4, and 5. | TB 11-6625-274-12/1 w/ C3
5824 | 25 | HS5-3480 | 52 | - | C | 3 | 50 |  | TB 11-6625-274-12/1 w/ C3
5825 | 1.5 | ER0-0000 | 0 | 0 | A | 4 | 10 | Cap connects to plate. | TB 11-6625-274-12/1 w/ C3
5829 | 6.3 | DV0-6070 | 0 | 63 | A | 2 | 40 | Diode #1. | TB 11-6625-274-12/1 w/ C3
5829 | 6.3 | DV0-1020 | 0 | 63 | A | 2 | 40 | Diode #2. | TB 11-6625-274-12/1 w/ C3
5838 | 12.6 | HS0-5080 | 0 | 0 | A | 7 | 50 | Plate #1. | TB 11-6625-274-12/1 w/ C3
5838 | 12.6 | HS0-3080 | 0 | 0 | A | 7 | 50 | Plate #2. | TB 11-6625-274-12/1 w/ C3
5839 | 25 | HS0-5083 | 0 | 30 | A | 7 | 40 | Plate #1. | TB 11-6625-274-12/1 w/ C3
5839 | 25 | HS0-3085 | 0 | 30 | A | 7 | 40 | Plate #2. | TB 11-6625-274-12/1 w/ C3
5840* | 6.3 | DW1-5740 | 22 | - | C | 3 | 31 | F basing. | TB 11-6625-274-12/1 w/ C3
5842 | 6.3 | DZ4-1060 | 20 | - | E | 3 | 15 | TV-7/U, TV-7A/U, TV-7B/U, and TV-7C/U ONLY! | TB 11-6625-274-12/1 w/ C3
5842 | 6.3 | DZ4-1060 | 75 | 0 | F | 3 | 15 | TV-7D/U ONLY! | TB 11-6625-274-12/1 w/ C3
5844 | 6.3 | ET5-2070 | 26 | - | C | 3 | 38 | Triode #1. | TB 11-6625-274-12/1 w/ C3
5844 | 6.3 | ET6-1070 | 26 | - | C | 3 | 38 | Triode #2. | TB 11-6625-274-12/1 w/ C3
5847 | 6.3 | DZ1-6844 | 15 | - | D | 3 | 30 | Short on 2 and 3. | TB 11-6625-274-12/1 w/ C3
5851 | 2.5 | HR8-3600 | 35 | - | B | 3 | 40 |  | TB 11-6625-274-12/1 w/ C3
5852 | 6.3 | HS0-5080 | 0 | 20 | A | 7 | 40 | Plate #1. | TB 11-6625-274-12/1 w/ C3
5852 | 6.3 | HS0-3080 | 0 | 20 | A | 7 | 40 | Plate #2. | TB 11-6625-274-12/1 w/ C3
5854 | 1.1 | DV4-1200 | 45 | - | B | 3 | 12 |  | TB 11-6625-274-12/1 w/ C3
5871 | 6.3 | HS5-3481 | 21 | - | C | 3 | 46 |  | NEL
5875 | 1.1 | DV4-1200 | 20 | 20 | A | 3 | 50 |  | TB 11-6625-274-12/1 w/ C3
5876 | 6.3 | HS3-5060 | 10 | - | ? | ? | ? | <<<<< MISSING DATA | TB 11-6625-274-12/1 w/ C3
5879 | 6.3 | EV1-8739 | 21 | - | B | 3 | 25 |  | TB 11-6625-274-12/1 w/ C3
5881 | 6.3 | HS5-3481 | 23 | - | D | 3 | 25 |  | TB 11-6625-274-12/1 w/ C3
5886 | 1.1 | DU7-2100 | 34 | 0 | A | 2 | 15 |  | TB 11-6625-274-12/1 w/ C3
5894 | 6.3 | HS4-5610 | 13 | - | C | 3 | 50 | Plate #1. | TB 11-6625-274-12/1 w/ C3
5894 | 6.3 | HS4-8610 | 13 | - | C | 3 | 50 | Plate #2. | TB 11-6625-274-12/1 w/ C3
5896* | 6.3 | DW0-5074 | 0 | 57 | A | 7 | 40 | F basing. Plate #1. | TB 11-6625-274-12/1 w/ C3
5896* | 6.3 | DW0-1023 | 0 | 57 | A | 7 | 40 | F basing. Plate #2. | TB 11-6625-274-12/1 w/ C3
5897* | 6.3 | DW1-8050 | 20 | - | D | 3 | 29 | F basing. | TB 11-6625-274-12/1 w/ C3
5899* | 6.3 | DW1-5740 | 21 | - | B | 3 | 50 | F basing. | TB 11-6625-274-12/1 w/ C3
5900* | 6.3 | DW1-5740 | 21 | - | B | 3 | 50 | F basing. | TB 11-6625-274-12/1 w/ C3
5902* | 6.3 | DW1-5720 | 43 | - | C | 3 | 53 | F basing. | TB 11-6625-274-12/1 w/ C3
5903* | 25 | DW0-5074 | 0 | 57 | A | 7 | 40 | F basing. Plate #1. | TB 11-6625-274-12/1 w/ C3
5903* | 25 | DW0-1024 | 0 | 57 | A | 7 | 40 | F basing. Plate #2. | TB 11-6625-274-12/1 w/ C3
5904* | 25 | DW1-8050 | 43 | - | B | 3 | 25 | F basing. | TB 11-6625-274-12/1 w/ C3
5905 | 25 | DW1-5720 | 13 | - | D | # | 13 |  | TB 11-6625-274-12/1 w/ C3
5906* | 25 | DW1-5720 | 6 | - | D | 3 | 25 | F basing. | TB 11-6625-274-12/1 w/ C3
5907* | 25 | DW1-5720 | 28 | - | B | # | 30 | F basing. | TB 11-6625-274-12/1 w/ C3
5908 | 25 | DW1-5724 | 18 | - | D | # | 11 |  | TB 11-6625-274-12/1 w/ C3
5910 | 1.5 | VX6-2300 | 19 | - | B | 3 | 18 |  | TB 11-6625-274-12/1 w/ C3
5915 | 6.3 | ET7-5621 | 20 | - | B | 3 | 30 | Amplifier Section. | TB 11-6625-274-12/1 w/ C3
5915 | 6.3 | ET1-5627 | 10 | - | B | 3 | 38 | Oscillator Section. | TB 11-6625-274-12/1 w/ C3
5916 | 25 | DW1-5724 | 22 | - | B | 3 | 33 | F basing. | TB 11-6625-274-12/1 w/ C3
5920 | 6.3 | ET5-2070 | 36 | - | C | 3 | 26 | Triode #1. | TB 11-6625-274-12/1 w/ C3
5920 | 6.3 | ET6-1070 | 36 | - | C | 3 | 26 | Triode #2. | TB 11-6625-274-12/1 w/ C3
5930 | 2.5 | ER3-2000 | 67 | - | C | 3 | 38 |  | TB 11-6625-274-12/1 w/ C3
5931 | 5 | JS0-6000 | 0 | 47 | A | 7 | 40 | Plate #1. | TB 11-6625-274-12/1 w/ C3
5931 | 5 | JS0-4000 | 0 | 42 | A | 7 | 40 | Plate #2. | TB 11-6625-274-12/1 w/ C3
5932 | 6.3 | HS5-3481 | 23 | - | D | 3 | 25 |  | TB 11-6625-274-12/1 w/ C3
5933 | 6.3 | FR3-0240 | 33 | - | C | 3 | 48 | Cap connects to plate. | TB 11-6625-274-12/1 w/ C3
5961 | 6.3 | HS8-3465 | - | - | - | - | - | Short Test Only! | NEL
5961 | 6.3 | HS5-4068 | 0 | - | C | 3 | 50 |  | NEL
5963 | 12.6 | EV7-6080 | 30 | - | B | 3 | 50 | Triode #1. | TB 11-6625-274-12/1 w/ C3
5963 | 12.6 | EV2-1030 | 30 | - | B | 3 | 50 | Triode #2. | TB 11-6625-274-12/1 w/ C3
5964 | 6.3 | ET5-2076 | 16 | - | D | 3 | 25 | Triode #1. | TB 11-6625-274-12/1 w/ C3
5964 | 6.3 | ET6-1075 | 16 | - | D | 3 | 25 | Triode #2. | TB 11-6625-274-12/1 w/ C3
5965 | 12.6 | EV7-6081 | 13 | - | D | 3 | 33 | Triode #1. | TB 11-6625-274-12/1 w/ C3
5965 | 12.6 | EV2-1036 | 13 | - | D | 3 | 33 | Triode #2. | TB 11-6625-274-12/1 w/ C3
5967 | 1.1 | ES6-8013 | 32 | - | D | 3 | 10 | Triode #1. | TB 11-6625-274-12/1 w/ C3
5967 | 1.1 | ES3-1086 | 32 | - | D | 3 | 10 | Triode #2. | TB 11-6625-274-12/1 w/ C3
5971 | 1.1 | FT2-1000 | 20 | - | B | 3 | 33 |  | TB 11-6625-274-12/1 w/ C3
5975 | 6.3 | EV3-1020 | 29 | - | D | 3 | 20 |  | TB 11-6625-274-12/1 w/ C3
5977* | 6.3 | DW1-8053 | 29 | - | D | 3 | 23 | F basing. | TB 11-6625-274-12/1 w/ C3
5987* | 6.3 | DW1-2050 | 74 | - | B | 3 | 46 | F basing. | TB 11-6625-274-12/1 w/ C3
5992 | 6.3 | HS5-3480 | 21 | - | C | 3 | 44 |  | TB 11-6625-274-12/1 w/ C3
5993 | 6.3 | DX0-9051 | 0 | 34 | A | 7 | 40 | Plate #1. | TB 11-6625-274-12/1 w/ C3
5993 | 6.3 | DX0-1059 | 0 | 34 | A | 7 | 40 | Plate #2. | TB 11-6625-274-12/1 w/ C3
5995 | 6.3 | ET0-1050 | 0 | 45 | A | 7 | 40 | Leads = 1-3-4-5. | TB 11-6625-274-12/1 w/ C3
5998 | 6.3 | HY4-5062 | 63 | - | D | 3 | 40 | Triode #1. | TB 11-6625-274-12/1 w/ C3
5998 | 6.3 | HY1-2035 | 63 | - | D | 3 | 40 | Triode #2. | TB 11-6625-274-12/1 w/ C3
6000 | 25 | HS1-5830 | 16 | - | D | 3 | 34 |  | TB 11-6625-274-12/1 w/ C3
6004 | 5 | JS0-0000 | 0 | 8 | A | 7 | 34 | Left cap connects to plate. | TB 11-6625-274-12/1 w/ C3
6004 | 5 | JS0-0000 | 0 | 8 | A | 7 | 35 | Right cap connets to plate. | TB 11-6625-274-12/1 w/ C3
6005 | 6.3 | ET1-5620 | 21 | - | C | 3 | 46 |  | TB 11-6625-274-12/1 w/ C3
6006 | 6.3 | HS4-8651 | 0 | - | C | 3 | 42 |  | NEL
6007 | 1.1 | DV4-2100 | 20 | 0 | A | 2 | 15 |  | TB 11-6625-274-12/1 w/ C3
6008 | 0.6 | DV4-2100 | 24 | 0 | A | 2 | 4 |  | TB 11-6625-274-12/1 w/ C3
6012 | 6.3 | HS3-5018 | See Note> | 90 | A | 4 | 32 | Should strike between settings 40 and 30 of the BIAS dial. | TB 11-6625-274-12/1 w/ C3
6021* | 6.3 | GT7-8050 | 20 | - | D | 3 | 26 | F basing. Triode #1. | TB 11-6625-274-12/1 w/ C3
6021* | 6.3 | GT2-1040 | 20 | - | D | 3 | 26 | F basing. Triode #2. | TB 11-6625-274-12/1 w/ C3
6026* | 6.3 | EV7-8030 | 21 | - | D | 3 | 30 | F basing. | TB 11-6625-274-12/1 w/ C3
6028 | 20 | ET1-5620 | 10 | - | D | 3 | 22 |  | TB 11-6625-274-12/1 w/ C3
6029 | 1.1 | CU3-1000 | 34 | - | B | 3 | 50 |  | TB 11-6625-274-12/1 w/ C3
6050 | 1.1 | ES3-1000 | 41 | - | B | 3 | 25 |  | TB 11-6625-274-12/1 w/ C3
6052* | 6.3 | DW0-5074 | 0 | 57 | A | 7 | 40 | F basing. Plate #1. | TB 11-6625-274-12/1 w/ C3
6052* | 6.3 | DW0-1024 | 0 | 57 | A | 7 | 40 | F basing. Plate #2. | TB 11-6625-274-12/1 w/ C3
6055* | 25 | DW1-8050 | 43 | - | B | 3 | 25 | F basing. | TB 11-6625-274-12/1 w/ C3
6059 | 6.3 | EV2-7839 | 28 | - | B | 3 | 26 |  | NEL
6060 | 12.6 | EV7-6080 | 10 | - | C | 3 | 50 | Triode #1. | NEL
6060 | 12.6 | EV2-1030 | 10 | - | C | 3 | 50 | Triode #2. | NEL
6061 | 6.3 | EV2-7839 | 21 | - | C | 3 | 46 | If short indication is obtained on positions 1,2,3, and 5 on shorts test, use the following selector settings: EV1-7839. All other settings remain the same. | NEL
6062 | 6.3 | EV9-1673 | 8 | - | D | 3 | 35 |  | NEL
6063 | 6.3 | ET0-6070 | 0 | 30 | A | 7 | 40 | Plate #1. | NEL
6063 | 6.3 | ET0-1070 | 0 | 30 | A | 7 | 40 | Plate #2. | NEL
6064 | 6.3 | ET1-5726 | 10 | - | D | 3 | 25 |  | NEL
6066 | 6.3 | ET1-7020 | 18 | - | B | 3 | 30 | Triode Section. | NEL
6066 | 6.3 | ET1-6020 | 0 | 0 | A | 2 | 40 | Diode #1. | NEL
6066 | 6.3 | ET1-5020 | 0 | 0 | A | 2 | 20 | Diode #2. | NEL
6067 | 12.6 | EV7-6080 | 24 | - | B | 3 | 56 | Triode #1. | NEL
6067 | 12.6 | EV2-1030 | 24 | - | B | 3 | 56 | Triode #2. | NEL
6072 | 12.6 | EV7-6080 | 15 | - | B | 3 | 32 | Triode #1. | TB 11-6625-274-12/1 w/ C3
6072 | 12.6 | EV2-1030 | 15 | - | B | 3 | 32 | Triode #2. | TB 11-6625-274-12/1 w/ C3
6073 | BLST | AP0-5020 | 0 | 32 | A | 4 | 40 | Short on 1, 2, 3, 4, and 5. | DJN
6074 | BLST | AP0-5020 | 0 | 40 | A | 4 | 40 | Short on 1, 2, 3, 4, and 5. | DJN
6080 | 6.3 | HY4-5062 | 100 | - | C | 3 | 36 | Triode #1. | TB 11-6625-274-12/1 w/ C3
6080 | 6.3 | HY1-2035 | 100 | - | C | 3 | 36 | Triode #2. | TB 11-6625-274-12/1 w/ C3
6082 | 25 | HY4-5062 | 100 | - | C | 3 | 43 | Triode #1. | TB 11-6625-274-12/1 w/ C3
6082 | 25 | HY1-2035 | 100 | - | C | 3 | 43 | Triode #2. | TB 11-6625-274-12/1 w/ C3
6084 | 6.3 | EV9-6138 | 20 | - | B | 3 | 33 |  | TB 11-6625-274-12/1 w/ C3
6085 | 12.6 | EV7-6080 | 11 | - | C | 3 | 32 | Triode #1. | TB 11-6625-274-12/1 w/ C3
6085 | 12.6 | EV2-1030 | 11 | - | C | 3 | 32 | Triode #2. | TB 11-6625-274-12/1 w/ C3
6086 | 20 | EV2-6139 | 12 | - | D | 3 | 45 |  | TB 11-6625-274-12/1 w/ C3
6087 | 5 | JS0-6000 | 0 | 24 | A | 7 | 40 | Plate #1. | TB 11-6625-274-12/1 w/ C3
6087 | 5 | JS0-4000 | 0 | 24 | A | 7 | 40 | Plate #2. | TB 11-6625-274-12/1 w/ C3
6088 | 1.1 | DV4-1200 | 20 | - | B | # | 10 |  | TB 11-6625-274-12/1 w/ C3
6094 | 6.3 | DV1-4280 | 21 | - | C | 3 | 46 |  | TB 11-6625-274-12/1 w/ C3
6095 | 6.3 | ET1-5620 | 21 | - | C | 3 | 46 |  | NEL
6096 | 6.3 | ET1-5620 | 10 | - | D | 3 | 22 |  | TB 11-6625-274-12/1 w/ C3
6097 | 6.3 | ET0-7010 | 0 | 70 | A | 2 | 40 | Diode #1. | TB 11-6625-274-12/1 w/ C3
6097 | 6.3 | ET0-2050 | 0 | 70 | A | 2 | 40 | Diode #2. | TB 11-6625-274-12/1 w/ C3
6098 | 6.3 | GY7-3510 | 34 | - | D | 3 | 27 |  | TB 11-6625-274-12/1 w/ C3
6099 | 6.3 | ET5-2070 | 15 | - | D | 3 | 23 | Triode #1. | TB 11-6625-274-12/1 w/ C3
6099 | 6.3 | ET6-1070 | 15 | - | D | 3 | 23 | Triode #2. | TB 11-6625-274-12/1 w/ C3
6100 | 6.3 | ET6-1070 | 24 | - | B | 3 | 55 |  | TB 11-6625-274-12/1 w/ C3
6101 | 6.3 | ET5-2076 | 16 | - | D | 3 | 25 | Triode #1. | TB 11-6625-274-12/1 w/ C3
6101 | 6.3 | ET6-1075 | 16 | - | D | 3 | 25 | Triode #2. | TB 11-6625-274-12/1 w/ C3
6106 | 5 | JS0-6000 | 0 | 30 | A | 7 | 40 | Plate #1. | TB 11-6625-274-12/1 w/ C3
6106 | 5 | JS0-4000 | 0 | 30 | A | 7 | 40 | Plate #2. | TB 11-6625-274-12/1 w/ C3
6110* | 6.3 | DW0-5074 | 0 | 62 | A | 2 | 40 | F basing. Diode #1. | TB 11-6625-274-12/1 w/ C3
6110* | 6.3 | DW0-1024 | 0 | 62 | A | 2 | 40 | F basing. Diode #2. | TB 11-6625-274-12/1 w/ C3
6111* | 6.3 | DW7-8050 | 24 | - | D | 3 | 25 | F basing. Triode #1. | TB 11-6625-274-12/1 w/ C3
6111* | 6.3 | DW2-1040 | 24 | - | D | 3 | 25 | F basing. Triode #2. | TB 11-6625-274-12/1 w/ C3
6112 | 6.3 | DW7-8050 | 13 | - | D | 3 | 13 | Triode #1. | TB 11-6625-274-12/1 w/ C3
6112 | 6.3 | DW2-1040 | 13 | - | D | 3 | 13 | Triode #2. | TB 11-6625-274-12/1 w/ C3
6113 | 6.3 | HY4-5062 | 0 | - | B | 3 | 32 | Triode #1. | TB 11-6625-274-12/1 w/ C3
6113 | 6.3 | HY1-2035 | 0 | - | B | 3 | 32 | Triode #2. | TB 11-6625-274-12/1 w/ C3
6118 | 6.3 | HS0-3081 | 17 | - | B | 3 | 20 | Triode Section. Cap connects to grid. | NEL
6118 | 6.3 | HS0-5083 | 0 | 14 | A | 2 | 40 | Diode #1. | NEL
6118 | 6.3 | HS0-4083 | 0 | 14 | A | 2 | 40 | Diode #2. | NEL
6134 | 6.3 | HS4-8653 | 10 | - | D | 3 | 30 |  | TB 11-6625-274-12/1 w/ C3
6135 | 6.3 | ET6-1070 | 24 | - | B | 3 | 55 |  | TB 11-6625-274-12/1 w/ C3
6136 | 6.3 | ET1-5672 | 16 | - | B | 3 | 58 |  | TB 11-6625-274-12/1 w/ C3
6137 | 6.3 | HS4-8653 | 22 | - | B | 3 | 48 |  | TB 11-6625-274-12/1 w/ C3
6145 | 6.3 | JR6-2374 | 0 | - | D | 3 | 33 |  | TB 11-6625-274-12/1 w/ C3
6146 | 6.3 | HS5-0318 | 30 | - | D | 3 | 35 | Cap connects to plate. | TB 11-6625-274-12/1 w/ C3
6147 | 2.5 | HS8-3600 | 35 | - | B | 3 | 40 |  | TB 11-6625-274-12/1 w/ C3
6148 | 6.3 | DU7-1265 | 10 | - | D | 3 | 22 |  | TB 11-6625-274-12/1 w/ C3
6152 | 6.3 | EV3-1020 | 29 | - | D | 3 | 20 |  | TB 11-6625-274-12/1 w/ C3
6159 | 25 | HS5-0318 | 30 | - | D | 3 | 35 | Cap connects to plate. | TB 11-6625-274-12/1 w/ C3
6169* | 6.3 | DW1-2040 | 12 | - | D | 3 | 30 | F basing. | TB 11-6625-274-12/1 w/ C3
6184* | 6.3 | DW0-2048 | 0 | 65 | A | 2 | 40 | F basing. Diode #1. | TB 11-6625-274-12/1 w/ C3
6184* | 6.3 | DW0-7058 | 0 | 65 | A | 2 | 40 | F basing. Diode #2. | TB 11-6625-274-12/1 w/ C3
6185 | 6.3 | KR7-6082 | 17 | - | D | 3 | 26 | Triode #1. | NEL
6185 | 6.3 | KR3-4028 | 17 | - | D | 3 | 26 | Triode #2. | NEL
6186 | 6.3 | ET1-5620 | 10 | - | D | 3 | 20 |  | TB 11-6625-274-12/1 w/ C3
6187 | 6.3 | ET1-5627 | 14 | - | B | 3 | 44 |  | NEL
6188 | 6.3 | HY4-5062 | 5 | - | B | 3 | 30 | Triode #1. | TB 11-6625-274-12/1 w/ C3
6188 | 6.3 | HY1-2035 | 5 | - | B | 3 | 30 | Triode #2. | TB 11-6625-274-12/1 w/ C3
6189 | 12.6 | EV7-6080 | 24 | - | B | 3 | 56 | Triode #1. | TB 11-6625-274-12/1 w/ C3
6189 | 12.6 | EV2-1030 | 24 | - | B | 3 | 56 | Triode #2. | TB 11-6625-274-12/1 w/ C3
6197 | 6.3 | EV2-6317 | 10 | - | D | 3 | 30 |  | TB 11-6625-274-12/1 w/ C3
6201 | 12.6 | EV7-6080 | 10 | - | C | 3 | 50 | Triode #1. | TB 11-6625-274-12/1 w/ C3
6201 | 12.6 | EV2-1030 | 10 | - | C | 3 | 50 | Triode #2. | TB 11-6625-274-12/1 w/ C3
6202 | 6.3 | ET0-6071 | 0 | 22 | A | 7 | 40 | Plate #1. | TB 11-6625-274-12/1 w/ C3
6202 | 6.3 | ET0-1076 | 0 | 22 | A | 7 | 40 | Plate #2. | TB 11-6625-274-12/1 w/ C3
6203 | 6.3 | EV0-9071 | 0 | 43 | A | 7 | 40 | Plate #1. | TB 11-6625-274-12/1 w/ C3
6203 | 6.3 | EV0-1079 | 0 | 43 | A | 7 | 40 | Plate #2. | TB 11-6625-274-12/1 w/ C3
6205 | 6.3 | DW1-5724 | 22 | - | C | 3 | 31 |  | TB 11-6625-274-12/1 w/ C3
6206 | 6.3 | DW1-5724 | 21 | - | B | 3 | 50 |  | TB 11-6625-274-12/1 w/ C3
6211 | 12.6 | EV7-6082 | 22 | - | D | 3 | 18 | Triode #1. | TB 11-6625-274-12/1 w/ C3
6211 | 12.6 | EV2-1037 | 22 | - | D | 3 | 18 | Triode #2. | TB 11-6625-274-12/1 w/ C3
6216 | 6.3 | EV2-1730 | 23 | - | D | 3 | 50 |  | TB 11-6625-274-12/1 w/ C3
6221 | 6.3 | DW1-8050 | 32 | - | B | 3 | 54 |  | TB 11-6625-274-12/1 w/ C3
6222 | 6.3 | DW1-8050 | 33 | 0 | A | 3 | 16 |  | TB 11-6625-274-12/1 w/ C3
6223 | 6.3 | DW1-5780 | 28 | - | B | 3 | 44 |  | TB 11-6625-274-12/1 w/ C3
6225 | 6.3 | DW1-5720 | 27 | - | B | 3 | 53 |  | TB 11-6625-274-12/1 w/ C3
6227 | 6.3 | EV2-7839 | 14 | - | D | 3 | 35 |  | TB 11-6625-274-12/1 w/ C3
6245 | 6.3 | ET7-1265 | 18 | - | D | 3 | 17 |  | TB 11-6625-274-12/1 w/ C3
6247* | 6.3 | DW1-8050 | 12 | - | D | 3 | 16 | F basing. | TB 11-6625-274-12/1 w/ C3
6252 | 6.3 | HS4-8613 | 13 | - | C | 3 | 38 | Tetrode #1. Use adapter E105. | TB 11-6625-274-12/1 w/ C3
6252 | 6.3 | HS4-5613 | 13 | - | C | 3 | 38 | Tetrode #2. Use adapter E105. | TB 11-6625-274-12/1 w/ C3
6265 | 6.3 | ET1-5627 | 15 | - | B | 3 | 50 |  | TB 11-6625-274-12/1 w/ C3
6267 | 6.3 | EV9-6138 | 28 | - | B | 3 | 18 |  | TB 11-6625-274-12/1 w/ C3
R6277 | 6.3 | ET0-6070 | 0 | 30 | A | 7 | 40 | Plate #1. | NEL
R6277 | 6.3 | ET0-1070 | 0 | 30 | A | 7 | 40 | Plate #2. | NEL
6281 | 0.6 | DV4-1200 | 30 | 0 | A | 4 | 20 |  | NEL
6286 | 1.1 | CU3-1000 | 40 | - | D | 3 | 9 |  | TB 11-6625-274-12/1 w/ C3
6288 | 2.5 | ER0-0000 | 0 | 69 | A | 7 | 40 | Cap connects to plate. | NEL
6293 | 6.3 | HS5-0310 | 25 | - | D | 3 | 36 |  | T.O. 33AA21-5-31C
6297 | 6.3 | EV2-6317 | 10 | - | D | 3 | 30 |  | NEL
6336 | 6.3 | HY4-5062 | 100 | - | C | 3 | 36 | Triode #1. | T.O. 33AA21-5-31T
6336 | 6.3 | HY1-2035 | 100 | - | C | 3 | 36 | Triode #2. | T.O. 33AA21-5-31T
6350 | 12.6 | EV8-6073 | 25 | - | D | 3 | 23 | Triode #1. | TB 11-6625-274-12/1 w/ C3
6350 | 12.6 | EV3-1028 | 25 | - | D | 3 | 23 | Triode #2. | TB 11-6625-274-12/1 w/ C3
6355 | 6.3 | FT1-4270 | 0 | 100 | A | 3 | - | Eye 1 open. Eye 2 closed. | TB 11-6625-274-12/1 w/ C3
6355 | 6.3 | FT4-1270 | 0 | 100 | A | 3 | - | Eye 2 open. Eye 1 closed. | TB 11-6625-274-12/1 w/ C3
6360 | 12.6 | EV3-8720 | 44 | - | C | 3 | 40 | Tetrode #1. Connect the negative (-) end of a 30-volt battery to pin #1 of the loktal test socket. Connect the positive (+) end of the 30-volt battery to pin #2 of the loktal test socket. CAUTION:Disconnect battery before changing selector switch positions! | T.O. 33AA21-5-31S
6360 | 12.6 | EV1-6720 | 44 | - | C | 3 | 40 | Tetrode #2. Connect the negative (-) end of a 30-volt battery to pin #3 of the loktal test socket. Connect the positive (+) end of the 30-volt battery to pin #2 of the loktal test socket. CAUTION:Disconnect battery before changing selector switch positions! | T.O. 33AA21-5-31S
6374 | 6.3 | EV0-0030 | 0 | 32 | A | 7 | 60 | Cap connects to plate. | TB 11-6625-274-12/1 w/ C3
6384 | 6.3 | GY7-3510 | 34 | - | D | 3 | 27 |  | T.O. 33AA21-5-31J
6385 | 6.3 | KR7-6080 | 17 | - | D | 3 | 23 | Triode #1. | TB 11-6625-274-12/1 w/ C3
6385 | 6.3 | KR3-4020 | 17 | - | D | 3 | 23 | Triode #2. | TB 11-6625-274-12/1 w/ C3
6386 | 6.3 | KR7-6085 | 22 | - | D | 3 | 20 | Triode #1. | TB 11-6625-274-12/1 w/ C3
6386 | 6.3 | KR3-4025 | 22 | - | D | 3 | 20 | Triode #2. | TB 11-6625-274-12/1 w/ C3
6397 | 2.5 | HR8-3600 | 33 | - | B | 3 | 48 |  | TB 11-6625-274-12/1 w/ C3
6414 | 12.6 | EV7-6080 | 29 | - | B | 3 | 44 | Triode #1. | TB 11-6625-274-12/1 w/ C3
6414 | 12.6 | EV2-1030 | 29 | - | B | 3 | 44 | Triode #2. | TB 11-6625-274-12/1 w/ C3
6417 | 12.6 | EV9-1673 | 8 | - | D | 3 | 35 |  | TB 11-6625-274-12/1 w/ C3
6418 | 1.5 | DV0-2041 | 0 | 0 | A | 2 | 6 | Make no gas test! | TB 11-6625-274-12/1 w/ C3
6463 | 12.6 | EV8-6071 | 24 | - | D | 3 | 26 | Triode #1. | TB 11-6625-274-12/1 w/ C3
6463 | 12.6 | EV3-1026 | 24 | - | D | 3 | 26 | Triode #2. | TB 11-6625-274-12/1 w/ C3
6485 | 6.3 | ET1-5672 | 10 | - | D | 3 | 30 |  | TB 11-6625-274-12/1 w/ C3
6486 | 6.3 | ET1-5627 | 14 | - | B | 3 | 44 |  | NEL
6516 | 6.3 | ET1-5726 | 10 | - | D | 3 | 25 |  | NEL
6519 | 1.5 | DV4-1200 | 0 | 0 | A | 4 | 21 | Make no gas test! | TB 11-6625-274-12/1 w/ C3
6524 | 6.3 | FT6-0140 | 22 | - | C | 3 | 56 | Cap above octal pins 2 and 3 connets to plate. Connect the negative (-) end of a 30-volt battery to pin #2 of the loktal test socket. Connect the positive (+) end of the 30-volt battery to pin #4 of the loktal test socket. CAUTION:Disconnect battery before changing selector switch positions! | TB 11-6625-274-12/1 w/ C3
6535 | 6.3 | ET5-2070 | 15 | - | D | 3 | 23 | Triode #1. | NEL
6535 | 6.3 | ET6-1070 | 15 | - | D | 3 | 23 | Triode #2. | NEL
6540 | 6.3 | DU7-1265 | 10 | - | D | 3 | 22 |  | T.O. 33AA21-5-31G
6611 | 1.5 | DV0-2041 | 0 | 0 | A | 2 | 10 |  | TB 11-6625-274-12/1 w/ C3
6612 | 1.5 | DV0-2041 | 0 | 0 | A | 2 | 25 | Make no gas test! | TB 11-6625-274-12/1 w/ C3
6626 | BLST | AP0-5020 | 0 | 32 | A | 4 | 40 | Short on 1, 2, 3, 4, and 5. | DJN
6627 | BLST | AP0-5020 | 0 | 40 | A | 4 | 40 | Short on 1, 2, 3, 4, and 5. | DJN
6636 | 6.3 | EV2-7839 | 10 | - | D | 3 | 48 | Make no gas test! | TB 11-6625-274-12/1 w/ C3
6660 | 6.3 | ET1-5672 | 9 | - | C | 3 | 41 |  | TB 11-6625-274-12/1 w/ C3
6661 | 6.3 | ET1-5627 | 15 | - | B | 3 | 50 |  | TB 11-6625-274-12/1 w/ C3
6662 | 6.3 | ET1-5627 | 0 | - | C | 3 | 48 |  | TB 11-6625-274-12/1 w/ C3
6663 | 6.3 | ET0-7010 | 0 | 70 | A | 2 | 40 | Diode #1. | TB 11-6625-274-12/1 w/ C3
6663 | 6.3 | ET0-2050 | 0 | 70 | A | 2 | 40 | Diode #2. | TB 11-6625-274-12/1 w/ C3
6664 | 6.3 | ET6-1070 | 10 | - | C | 3 | 50 |  | NEL
6669 | 6.3 | ET1-5620 | 21 | - | C | 3 | 46 |  | TB 11-6625-274-12/1 w/ C3
6676 | 6.3 | ET1-5627 | 11 | - | D | 3 | 28 |  | NEL
6677 | 6.3 | EV2-6317 | 10 | - | D | 3 | 30 |  | TB 11-6625-274-12/1 w/ C3
6678 | 6.3 | EV2-6370 | 15 | - | B | 3 | 57 | Pentode Section. | TB 11-6625-274-12/1 w/ C3
6678 | 6.3 | EV9-1080 | 16 | - | C | 3 | 57 | Triode Section. | TB 11-6625-274-12/1 w/ C3
6679 | 12.6 | EV7-6080 | 10 | - | C | 3 | 50 | Triode #1. | TB 11-6625-274-12/1 w/ C3
6679 | 12.6 | EV2-1030 | 10 | - | C | 3 | 50 | Triode #2. | TB 11-6625-274-12/1 w/ C3
6680 | 12.6 | EV7-6080 | 24 | - | B | 3 | 56 | Triode #1. | TB 11-6625-274-12/1 w/ C3
6680 | 12.6 | EV2-1030 | 24 | - | B | 3 | 56 | Triode #2. | TB 11-6625-274-12/1 w/ C3
6681 | 12.6 | EV7-6080 | 12 | - | B | 3 | 32 | Triode #1. | TB 11-6625-274-12/1 w/ C3
6681 | 12.6 | EV2-1030 | 12 | - | B | 3 | 32 | Triode #2. | TB 11-6625-274-12/1 w/ C3
6688 | 6.3 | EV2-7918 | 10 | - | D | 3 | 50 |  | TB 11-6625-274-12/1 w/ C3
6689 | 6.3 | EV2-6139 | 13 | - | D | 3 | 35 |  | TB 11-6625-274-12/1 w/ C3
6690 | 6.3 | DW7-5080 | 22 | - | C | 3 | 31 | Triode #1. | TB 11-6625-274-12/1 w/ C3
6690 | 6.3 | DW2-1040 | 22 | - | C | 3 | 31 | Triode #2. | TB 11-6625-274-12/1 w/ C3
6754 | 6.3 | EV0-9700 | 0 | 59 | A | 7 | 40 | Plate #1. | TB 11-6625-274-12/1 w/ C3
6754 | 6.3 | EV0-1030 | 0 | 59 | A | 7 | 40 | Plate #2. | TB 11-6625-274-12/1 w/ C3
6761 | 6.3 | EV2-1730 | 44 | - | D | 3 | 38 |  | TB 11-6625-274-12/1 w/ C3
6788 | 6.3 | DW1-5720 | 27 | - | B | 3 | 12 |  | TB 11-6625-274-12/1 w/ C3
6814 | 6.3 | DW1-8050 | 33 | - | C | 3 | 32 |  | TB 11-6625-274-12/1 w/ C3
6829 | 12.6 | EV7-6080 | 13 | - | D | 3 | 34 | Triode #1. | TB 11-6625-274-12/1 w/ C3
6829 | 12.6 | EV2-1030 | 13 | - | D | 3 | 34 | Triode #2. | TB 11-6625-274-12/1 w/ C3
6832 | 6.3 | DW7-8050 | 34 | - | B | 3 | 16 | Triode #1. | TB 11-6625-274-12/1 w/ C3
6832 | 6.3 | DW2-1040 | 34 | - | B | 3 | 16 | Triode #2. | TB 11-6625-274-12/1 w/ C3
6850 | 12.6 | FT6-0140 | 22 | - | C | 3 | 56 | Use Hickok adapter Code # 1050-107. Cap above octal pins 2 & 3 connects to plate. Connect negative (-) end of a 30 bolt battery to pin 2 of the loctal socket. Connect positive (+) end to pin 4 of the loctal socket. CAUTION:Disconnect battery before changing selector switch positions! | T.O. 33AA21-5-31G
6850 | 12.6 | FT2-0140 | 22 | - | C | 3 | 56 | Use Hickok adapter Code # 1050-107. Cap above octal pins 6 & 7 connects to plate. Connect negative (-) end of a 30 bolt battery to pin 6 of the loctal socket. Connect positive (+) end to pin 4 of the loctal socket. CAUTION:Disconnect battery before changing selector switch positions! | T.O. 33AA21-5-31G
6853 | 5 | JS0-6000 | 0 | 30 | A | 7 | 40 | Plate #1. | NEL
6853 | 5 | JS0-4000 | 0 | 30 | A | 7 | 40 | Plate #2. | NEL
6854 | 6.3 | KR7-6080 | 17 | - | D | 3 | 23 | Triode #1. | NEL
6854 | 6.3 | KR3-4020 | 17 | - | D | 3 | 23 | Triode #2. | NEL
6872 | 6.3 | DU7-1265 | 27 | - | B | 3 | 45 |  | T.O. 33AA21-5-31C
6877 | 6.3 | DV1-4080 | 65 | - | D | 3 | 24 |  | TB 11-6625-274-12/1 w/ C3
6883 | 12.6 | HS5-0318 | 30 | - | D | 3 | 35 | Cap connects to plate. | T.O. 33AA21-5-31P
6887 | 6.3 | ET0-7010 | 0 | 54 | A | 2 | 40 | Diode #1. | TB 11-6625-274-12/1 w/ C3
6887 | 6.3 | ET0-2050 | 0 | 54 | A | 2 | 40 | Diode #2. | TB 11-6625-274-12/1 w/ C3
6888 | 6.3 | HS4-8653 | 23 | - | B | 3 | 60 |  | TB 11-6625-274-12/1 w/ C3
6900 | 12.6 | EV7-9061 | 23 | - | D | 3 | 38 | Triode #1. | NEL
6900 | 12.6 | EV2-1039 | 23 | - | D | 3 | 38 | Triode #2. | NEL
6907 | 6.3 | HS4-8613 | 13 | - | C | 3 | 38 | Tetrode #1. Use adapter E105. | TB 11-6625-274-12/1 w/ C3
6907 | 6.3 | HS4-5613 | 13 | - | C | 3 | 38 | Tetrode #2. Use adapter E105. | TB 11-6625-274-12/1 w/ C3
6913 | 12.6 | EV7-6082 | 29 | - | C | 3 | 30 | Triode #1. | NEL
6913 | 12.6 | EV2-1037 | 29 | - | C | 3 | 30 | Triode #2. | NEL
6919 | 6.3 | ET0-7016 | 0 | 70 | A | 2 | 40 | Diode #1. | TB 11-6625-274-12/1 w/ C3
6919 | 6.3 | ET0-2056 | 0 | 70 | A | 2 | 40 | Diode #2. | TB 11-6625-274-12/1 w/ C3
6922 | 6.3 | EV7-6080 | 21 | - | D | 3 | 50 | Triode #1. | TB 11-6625-274-12/1 w/ C3
6922 | 6.3 | EV2-1030 | 21 | - | D | 3 | 50 | Triode #2. | TB 11-6625-274-12/1 w/ C3
6927 | 6.3 | ET5-2070 | 15 | - | D | 3 | 23 | Triode #1. | NEL
6927 | 6.3 | ET6-1070 | 15 | - | D | 3 | 23 | Triode #2. | NEL
6928 | 6.3 | ET1-5620 | 21 | - | C | 3 | 46 |  | NEL
6939 | 12.6 | EV3-8720 | 20 | - | C | 3 | 65 | Tetrode #1. Connect the negative (-) end of a 30-volt battery to pin #3 of the octal test socket. Connect the positive (+) end of the 30-volt battery (Everyready #413) to pin #2 of the octal test socket for each test. CAUTION: Disconnect battery before changing selector switch positions! | TB 11-6625-274-12/1 w/ C3
6939 | 12.6 | EV1-6720 | 20 | - | C | 3 | 65 | Tetrode #2. Connect the negative (-) end of a 30-volt battery to pin #3 of the octal test socket. Connect the positive (+) end of the 30-volt battery (Everyready #413) to pin #2 of the octal test socket for each test. CAUTION: Disconnect battery before changing selector switch positions! | TB 11-6625-274-12/1 w/ C3
6943 | 6.3 | DW1-5724 | 22 | - | B | 3 | 51 |  | TB 11-6625-274-12/1 w/ C3
6944 | 6.3 | DW1-5724 | 22 | - | B | 3 | 51 |  | TB 11-6625-274-12/1 w/ C3
6945 | 6.3 | DW1-5720 | 45 | - | C | 3 | 41 |  | TB 11-6625-274-12/1 w/ C3
6946 | 6.3 | DW1-8050 | 32 | - | C | 3 | 37 |  | TB 11-6625-274-12/1 w/ C3
6947 | 6.3 | DW7-8050 | 30 | - | B | 3 | 33 | Triode #1. | TB 11-6625-274-12/1 w/ C3
6947 | 6.3 | DW2-1040 | 30 | - | B | 3 | 33 | Triode #2. | TB 11-6625-274-12/1 w/ C3
6948 | 6.3 | DW7-8050 | 29 | - | B | 3 | 23 | Triode #1. | TB 11-6625-274-12/1 w/ C3
6948 | 6.3 | DW2-1040 | 29 | - | B | 3 | 23 | Triode #2. | TB 11-6625-274-12/1 w/ C3
6954 | 6.3 | ET1-5627 | 14 | - | B | 3 | 50 |  | TB 11-6625-274-12/1 w/ C3
6973 | 6.3 | EV3-9170 | 18 | - | D | 3 | 24 |  | TB 11-6625-274-12/1 w/ C3
7000 | 6.3 | HS0-3485 | 22 | - | B | 3 | 31 | Cap connects to grid #1. | TB 11-6625-274-12/1 w/ C3
7025 | 12.6 | EV7-6080 | 12 | - | B | 3 | 32 | Triode #1. | TB 11-6625-274-12/1 w/ C3
7025 | 12.6 | EV2-1030 | 12 | - | B | 3 | 32 | Triode #2. | TB 11-6625-274-12/1 w/ C3
7027 | 6.3 | HS5-3180 | 23 | - | D | 3 | 25 |  | TB 11-6625-274-12/1 w/ C3
7036 | 6.3 | ET7-5621 | 20 | - | B | 3 | 30 | Amplifier Section. | TB 11-6625-274-12/1 w/ C3
7036 | 6.3 | ET1-5627 | 10 | - | B | 3 | 38 | Oscillator Section. | TB 11-6625-274-12/1 w/ C3
7044 | 12.6 | EV7-9060 | 18 | - | D | 3 | 50 | Triode #1. | TB 11-6625-274-12/1 w/ C3
7044 | 12.6 | EV2-1030 | 18 | - | D | 3 | 50 | Triode #2. | TB 11-6625-274-12/1 w/ C3
7054 | 12.6 | EV2-7813 | 9 | - | D | 3 | 46 |  | TB 11-6625-274-12/1 w/ C3
7055 | 12.6 | ET0-7010 | 0 | 70 | A | 2 | 40 | Diode #1. | TB 11-6625-274-12/1 w/ C3
7055 | 12.6 | ET0-2050 | 0 | 70 | A | 2 | 40 | Diode #2. | TB 11-6625-274-12/1 w/ C3
7056 | 12.6 | ET1-5627 | 11 | - | D | 3 | 28 |  | TB 11-6625-274-12/1 w/ C3
7057 | 12.6 | EV7-6089 | 17 | - | D | 3 | 34 | Triode #1. | TB 11-6625-274-12/1 w/ C3
7057 | 12.6 | EV2-1039 | 17 | - | D | 3 | 34 | Triode #2. | TB 11-6625-274-12/1 w/ C3
7058 | 12.6 | EV7-6080 | 12 | - | B | 3 | 32 | Triode #1. | TB 11-6625-274-12/1 w/ C3
7058 | 12.6 | EV2-1030 | 12 | - | B | 3 | 32 | Triode #2. | TB 11-6625-274-12/1 w/ C3
7059 | 12.6 | EV2-6370 | 18 | - | C | 3 | 31 | Pentode Section. | TB 11-6625-274-12/1 w/ C3
7059 | 12.6 | EV9-1080 | 12 | - | D | 3 | 43 | Triode Section. | TB 11-6625-274-12/1 w/ C3
7060 | 12.6 | EV8-6790 | 14 | - | D | 3 | 50 | Pentode Section. | TB 11-6625-274-12/1 w/ C3
7060 | 12.6 | EV2-1030 | 27 | - | B | 3 | 50 | Triode Section. | TB 11-6625-274-12/1 w/ C3
7061 | 12.6 | EV3-9170 | 21 | - | C | 3 | 46 |  | TB 11-6625-274-12/1 w/ C3
7062 | 12.6 | EV7-6080 | 18 | - | D | 3 | 21 | Triode #1. | NEL
7062 | 12.6 | EV2-1030 | 18 | - | D | 3 | 21 | Triode #2. | NEL
7119 | 12.6 | EV7-9060 | 20 | - | E | typo in manual | 40 | Triode #1 | TB 11-6625-274-12/1 w/ C3
7119 | 12.6 | EV2-1030 | 20 | - | E | typo in manual | 40 | Triode #2. | TB 11-6625-274-12/1 w/ C3
7167 | 6.3 | ET1-5620 | 11 | - | D | # | 25 |  | NEL
7189 | 6.3 | EV2-7930 | 10 | - | D | 3 | 46 |  | TB 11-6625-274-12/1 w/ C3
7193 | 6.3 | HS0-0080 | 13 | - | C | 3 | 38 | Upper cap connects to grid. Lower cap connects to plate. | TB 11-6625-274-12/1 w/ C3
7199 | 6.3 | EV7-2360 | 12 | - | C | 3 | 50 | Pentode Section. | TB 11-6625-274-12/1 w/ C3
7199 | 6.3 | EV9-1080 | 29 | - | C | 3 | 42 | Triode Section. | TB 11-6625-274-12/1 w/ C3
7212 | 6.3 | HS5-0318 | 30 | - | D | 3 | 35 | Cap connects to plate. | NEL
7233 | 6.3 | EV2-3080 | 90 | - | C | 3 | 50 | Typical value = 90. | DJN
7236 | 6.3 | JX1-2030 | 60 | - | D | 3 | 30 | Typical value = 60. | DJN
7236 | 6.3 | JX4-5060 | 60 | - | D | 3 | 30 | Typical value = 60. | DJN
7244 | 6.3 | ET5-2070 | 15 | - | D | 3 | 23 | Triode #1. | NEL
7244 | 6.3 | ET6-1070 | 15 | - | D | 3 | 23 | Triode #2. | NEL
7245 | 6.3 | ET1-7020 | 15 | - | D | 3 | 45 | Gas test not reliable. Do not perform. | NEL
7247 | 12.6 | EV7-6080 | 12 | - | B | 3 | 32 | Triode #1. | TB 11-6625-274-12/1 w/ C3
7247 | 12.6 | EV2-1030 | 24 | - | B | 3 | 55 | Triode #2. | TB 11-6625-274-12/1 w/ C3
7258 | 12.6 | EV8-6791 | 10 | - | C | 3 | 56 | Pentode Section. | TB 11-6625-274-12/1 w/ C3
7258 | 12.6 | EV2-1736 | 20 | - | C | 3 | 56 | Triode Section. | TB 11-6625-274-12/1 w/ C3
7289 | 6.3 | HS6-5080 | 18 | - | E | 3 | 50 | TV-7/U, TV-7A/U, TV-7B/U, and TV-7C/U ONLY! Use adapter E107. | T.O. 33AA21-5-31P
7289 | 6.3 | HS6-5080 | 78 | - | F | 3 | 50 | TV-7D/U ONLY! Use adapter E107 | T.O. 33AA21-5-31P
7308 | 6.3 | EV7-6080 | 21 | - | D | 3 | 50 | Triode #1. | T.O. 33AA21-5-31M
7308 | 6.3 | EV2-1030 | 21 | - | D | 3 | 50 | Triode #2. | T.O. 33AA21-5-31M
7316 | 12.6 | EV7-6080 | 24 | - | B | 3 | 56 | Triode #1. | TB 11-6625-274-12/1 w/ C3
7316 | 12.6 | EV2-1030 | 24 | - | B | 3 | 56 | Triode #2. | TB 11-6625-274-12/1 w/ C3
7318 | 12.6 | EV7-6080 | 24 | - | B | 3 | 56 | Triode #1. | NEL
7318 | 12.6 | EV2-1030 | 24 | - | B | 3 | 56 | Triode #2. | NEL
7320 | 6.3 | EV2-7930 | 30 | - | C | 3 | 50 | Short on 1, 2, 3, and 5. | NEL
7355 | 6.3 | HS6-3850 | 20 | - | D | 3 | 34 |  | TB 11-6625-274-12/1 w/ C3
7357 | 25 | HS5-0318 | 30 | - | D | 3 | 35 | Cap connects to plate. | NEL
7360 | 6.3 | EV3-6219 | 27 | - | B | 3 | 24 | Connect pin 1 to pin 8 and pin 6 to pin 7 on loctal socket. | TB 11-6625-274-12/1 w/ C3
7370 | 20 | FY7-9060 | 23 | - | D | 3 | 38 | Triode #1. | TB 11-6625-274-12/1 w/ C3
7370 | 20 | JU2-1030 | 23 | - | D | 3 | 38 | Triode #2. | TB 11-6625-274-12/1 w/ C3
7408 | 6.3 | HS5-3481 | 21 | - | C | 3 | 46 |  | TB 11-6625-274-12/1 w/ C3
7489 | 12.6 | EV7-6080 | 24 | - | B | 3 | 56 | Triode #1. | NEL
7489 | 12.6 | EV2-1030 | 24 | - | B | 3 | 56 | Triode #2. | NEL
7494 | 12.6 | EV7-6080 | 12 | - | B | 3 | 32 | Triode #1. | NEL
7494 | 12.6 | EV2-1030 | 12 | - | B | 3 | 32 | Triode #2. | NEL
7499 | 6.3 | EV2-7839 | 0 | - | D | 3 | 46 | If short indication is obtained on positions 2 and 3 on shorts test, use the following selector settings: EV2-7831. All other settings remain the same. | NEL
7534 | 6.3 | HS5-0480 | 25 | - | D | 3 | 40 | Top cap = plate. Best seen = 80. | DJN
7543 | 6.3 | ET1-5672 | 16 | - | B | 3 | 58 |  | TB 11-6625-274-12/1 w/ C3
7551 | 12.6 | EV2-6317 | 26 | - | D | 3 | 30 |  | TB 11-6625-274-12/1 w/ C3
7558 | 6.3 | EV2-6317 | 26 | - | D | 3 | 30 |  | TB 11-6625-274-12/1 w/ C3
7581 | 6.3 | HS5-3480 | 20 | - | D | 3 | 51 |  | TB 11-6625-274-12/1 w/ C3
7586 | 6.3 | DR4-2080 | 27 | - | D | 3 | 40 | Use Hickok adapter Code # 1050-127. | TB 11-6625-274-12/1 w/ C3
7587 | 6.3 | DR4-0280 | 10 | - | D | # | 38 | Cap connects to plate. Use Hickok adapter Code # 1050-127. | TB 11-6625-274-12/1 w/ C3
7591 | 6.3 | HS6-3450 | 10 | - | D | 3 | 36 |  | TB 11-6625-274-12/1 w/ C3
7631 | 6.3 | ET0-7010 | 0 | 70 | A | 2 | 40 | Diode #1. | NEL
7631 | 6.3 | ET0-2050 | 0 | 70 | A | 2 | 40 | Diode #2. | NEL
7687 | 6.3 | EV2-6370 | 15 | - | C | 3 | 35 | Pentode Section. | TB 11-6625-274-12/1 w/ C3
7687 | 6.3 | EV9-1080 | 35 | - | C | 3 | 22 | Triode Section. | TB 11-6625-274-12/1 w/ C3
7693 | 6.3 | ET1-5627 | 15 | - | B | 3 | 50 |  | TB 11-6625-274-12/1 w/ C3
7694 | 6.3 | ET1-5627 | 0 | - | C | 3 | 48 |  | TB 11-6625-274-12/1 w/ C3
7695 | 50 | EV6-1170 | 30 | - | D | 3 | 48 |  | TB 11-6625-274-12/1 w/ C3
7700 | 6.3 | GR0-2354 | 21 | - | B | 3 | 31 | Cap connects to grid. | TB 11-6625-274-12/1 w/ C3
7701 | 12.6 | EV2-0910 | 11 | - | C | 3 | 48 |  | TB 11-6625-274-12/1 w/ C3
7716 | 12.6 | EV7-9860 | 10 | - | D | 3 | 30 | Pentode Section. | TB 11-6625-274-12/1 w/ C3
7716 | 12.6 | EV2-3010 | 26 | - | B | 3 | 24 | Triode Section. | TB 11-6625-274-12/1 w/ C3
7717 | 6.3 | ET1-5620 | 11 | - | D | # | 25 |  | NEL
7719 | 12.6 | EV2-1030 | 38 | - | C | 3 | 14 |  | TB 11-6625-274-12/1 w/ C3
7724 | 12.6 | EV8-9070 | 20 | - | B | 3 | 12 | Triode Section. | TB 11-6625-274-12/1 w/ C3
7724 | 12.6 | EV0-2030 | 0 | 0 | A | 2 | 32 | Diode #1. | TB 11-6625-274-12/1 w/ C3
7724 | 12.6 | EV0-6010 | 0 | 0 | A | 2 | 32 | Diode #2. | TB 11-6625-274-12/1 w/ C3
7728 | 12.6 | EV7-6080 | 10 | - | C | 3 | 50 | Triode #1. | TB 11-6625-274-12/1 w/ C3
7728 | 12.6 | EV2-1030 | 10 | - | C | 3 | 50 | Triode #2. | TB 11-6625-274-12/1 w/ C3
7729 | 12.6 | EV7-6080 | 12 | - | B | 3 | 32 | Triode #1. | TB 11-6625-274-12/1 w/ C3
7729 | 12.6 | EV2-1030 | 12 | - | B | 3 | 32 | Triode #2. | TB 11-6625-274-12/1 w/ C3
7730 | 12.6 | EV7-6080 | 24 | - | B | 3 | 56 | Triode #1. | TB 11-6625-274-12/1 w/ C3
7730 | 12.6 | EV2-1030 | 24 | - | B | 3 | 56 | Triode #2. | TB 11-6625-274-12/1 w/ C3
7731 | 6.3 | EV2-6370 | 15 | - | B | 3 | 57 | Pentode Section. | TB 11-6625-274-12/1 w/ C3
7731 | 6.3 | EV9-1080 | 16 | - | C | 3 | 57 | Triode Section. | TB 11-6625-274-12/1 w/ C3
7732 | 6.3 | ET1-5627 | 11 | - | D | 3 | 28 |  | TB 11-6625-274-12/1 w/ C3
7733 | 12.6 | EV2-7813 | 9 | - | D | 3 | 46 |  | TB 11-6625-274-12/1 w/ C3
7734 | 6.3 | EV8-9170 | 27 | - | B | 3 | 29 | Pentode Section. | NEL
7734 | 6.3 | EV3-6020 | 65 | - | C | 3 | 56 | Triode Section. | NEL
7738 | 6.3 | ET2-1050 | 6 | - | D | 3 | 40 |  | NEL
7754 | 6.3 | EV6-9170 | 30 | - | D | 3 | 48 |  | TB 11-6625-274-12/1 w/ C3
7755 | 6.3 | ET1-5620 | 12 | - | D | # | 14 |  | NEL
7756 | 6.3 | GY7-3510 | 34 | - | D | 3 | 27 |  | NEL
7759 | 25 | DW7-8050 | 25 | - | C | 3 | 31 | Triode #1. | TB 11-6625-274-12/1 w/ C3
7759 | 25 | DW2-1040 | 25 | - | C | 3 | 31 | Triode #2. | TB 11-6625-274-12/1 w/ C3
7760 | 25 | DW7-8050 | 43 | - | B | 3 | 25 | Triode #1. | TB 11-6625-274-12/1 w/ C3
7760 | 25 | DW2-1040 | 43 | - | B | 3 | 25 | Triode #2. | TB 11-6625-274-12/1 w/ C3
7761 | 25 | DW1-5720 | 25 | - | D | 3 | 21 |  | TB 11-6625-274-12/1 w/ C3
7762 | 25 | DW1-5720 | 43 | - | C | 3 | 53 |  | TB 11-6625-274-12/1 w/ C3
7788 | 6.3 | EV2-7938 | 29 | - | C | 3 | 50 |  | TB 11-6625-274-12/1 w/ C3
7854 | 12.6 | HR6-0340 | 35 | - | C | 3 | 60 | Plate #1. Use Hickok adapter Code # 1050-107. Connect the negative (-) end of a 30-volt battery to pin #2 of the large 7-pin socket; connect the positive end (+) of the battery to pin 4 of the large 7-pin socket. Connect the plate jack connector to the cap over pin-6 of the octal socket. Caution: Disconnect the battery (Everyready #413) before changing selector settings! | T.O. 33AA21-5-31P
7854 | 12.6 | HR2-0340 | 35 | - | C | 3 | 60 | Plate #2. Use Hickok adapter Code # 1050-107. Connect the negative (-) end of a 30-volt battery to pin #6 of the large 7-pin socket; connect the positive end (+) of the battery to pin 4 of the large 7-pin socket. Connect the plate jack connector to the cap over pin-3 of the octal socket. Caution: Disconnect the battery (Everyready #413) before changing selector settings! | T.O. 33AA21-5-31P
7861 | 12.6 | KR7-6080 | 17 | - | D | 3 | 26 | Triode #1. | NEL
7861 | 12.6 | KR3-4020 | 17 | - | D | 3 | 26 | Triode #2. | NEL
7868 | 6.3 | EV2-9730 | 10 | - | D | 3 | 42 | Use Hickok adapter Code # 1050-144. | T.O. 33AA21-5-31G
7889 | 25 | DW7-8050 | 13 | - | D | 3 | 13 | Triode #1. | T.O. 33AA21-5-31G
7889 | 25 | DW2-1040 | 13 | - | D | 3 | 13 | Triode #2. | T.O. 33AA21-5-31G
7895 | 6.3 | DR4-2080 | 17 | - | D | 3 | 32 | Use Hickok adapter Code # 1050-127. | TB 11-6625-274-12/1 w/ C3
7898 | 12.6 | EV7-6080 | 10 | - | C | 3 | 50 | Triode #1. | NEL
7898 | 12.6 | EV2-1030 | 10 | - | C | 3 | 50 | Triode #2. | NEL
7905 | 6.3 | BZ2-6307 | 50 | 47 | A | 3 | 50 |  | T.O. 33AA21-5-31H
7984 | 12.6 | BS3-5678 | 45 | - | D | 3 | 27 | Use Hickok Adapter Model 1704. Set adapter selectors to 5-0-4. | T.O. 33AA21-5-31G
8005 | 10 | ER3-0000 | 22 | - | B | 3 | 50 | Cap connects to plate. | TB 11-6625-274-12/1 w/ C3
8013A | 3 | ER0-0000 | 0 | 75 | A | 4 | 40 | Cap connects to plate. | TB 11-6625-274-12/1 w/ C3
8016 | 1.1 | HS0-0000 | 0 | 68 | A | 4 | 50 | Cap connects to plate. | TB 11-6625-274-12/1 w/ C3
8020 | 5 | ER0-0000 | 0 | 85 | A | 4 | 40 | Cap connects to plate. | TB 11-6625-274-12/1 w/ C3
8025 | 6.3 | ER0-0000 | 25 | - | C | 3 | See Note> | Typical value of 57. Higher cap = plate. Lower cap = grid. | DJN
8032 | 12.6 | HS5-0318 | 30 | - | D | 3 | 35 | Cap connects to plate. | TB 11-6625-274-12/1 w/ C3
8068 | 6.3 | HS5-0380 | 23 | - | D | 3 | See Note> | New tubes typically read 42 to 45. Cap = plate. | DJN
8077 | 12.6 | EV2-7813 | 9 | - | D | 3 | 46 |  | TB 11-6625-274-12/1 w/ C3
M8079 | 6.3 | ET0-7010 | 0 | 70 | A | 2 | 40 | Diode #1. | NEL
M8079 | 6.3 | ET0-2050 | 0 | 70 | A | 2 | 40 | Diode #2. | NEL
M8080 | 6.3 | ET6-1070 | 24 | - | B | 3 | 55 |  | NEL
M8081 | 6.3 | ET5-2076 | 16 | - | D | 3 | 25 | Triode #1. | NEL
M8081 | 6.3 | ET6-1075 | 16 | - | D | 3 | 25 | Triode #2. | NEL
M8082 | 6.3 | ET1-5726 | 10 | - | D | 3 | 25 |  | NEL
M8083 | 6.3 | ET1-5726 | 10 | - | D | 3 | 25 |  | NEL
M8086 | 6.3 | EV9-1673 | 8 | - | D | 3 | 35 |  | NEL
M8100 | 6.3 | ET1-5620 | 10 | - | D | 3 | 22 |  | NEL
M8136 | 12.6 | EV7-6080 | 24 | - | B | 3 | 56 | Triode #1. | NEL
M8136 | 12.6 | EV2-1030 | 24 | - | B | 3 | 56 | Triode #2. | NEL
M8196 | 6.3 | ET1-5627 | 14 | - | B | 3 | 44 |  | NEL
M8204 | 6.3 | ET1-6025 | See Note> | 90 | A | 4 | 40 | Should strike between settings 40 and 30 of the BIAS dial. | NEL
M8212 | 6.3 | ET0-7010 | 0 | 70 | A | 2 | 40 | Diode #1. | NEL
M8212 | 6.3 | ET0-2050 | 0 | 70 | A | 2 | 40 | Diode #2. | NEL
M8245 | 6.3 | ET1-5620 | 21 | - | C | 3 | 46 |  | NEL
8298 | 6.3 | HS5-0318 | 30 | - | D | 3 | 35 | Cap connects to plate. | NEL
8334 | 6.3 | ET2-1050 | 6 | - | D | 3 | 40 |  | NEL
8393 | 12.6 | DR4-2080 | 27 | - | D | 3 | 40 | Use Hickok adapter Code # 1050-127. | NEL
8425 | 6.3 | ET1-5672 | 16 | - | B | 3 | 58 |  | NEL
8426 | 12.6 | ET1-5672 | 16 | - | B | 3 | 58 |  | NEL
8445 | 6.3 | EV2-6370 | 15 | - | B | 3 | 57 | Pentode Section. | NEL
8445 | 6.3 | EV9-1080 | 16 | - | C | 3 | 57 | Triode Section. | NEL
8447 | 12.6 | EV2-1030 | 14 | - | D | 3 | 20 | Triode Section. | NEL
8447 | 12.6 | EV0-7080 | 0 | 70 | A | 2 | 40 | Diode #1. | NEL
8447 | 12.6 | EV0-6080 | 0 | 70 | A | 2 | 40 | Diode #2. | NEL
8448 | 12.6 | EV2-7813 | 9 | - | D | 3 | 46 |  | NEL
8489 | 6.3 | EV8-6791 | 7 | - | D | 3 | 31 | Pentode Section. | NEL
8489 | 6.3 | EV2-1736 | 21 | - | C | 3 | 42 | Triode Section. | NEL
8532 | 6.3 | ET1-7020 | 15 | - | D | 3 | 45 |  | T.O. 33AA21-5-31K
9001 | 6.3 | ET1-5670 | 21 | - | B | 3 | 28 |  | TB 11-6625-274-12/1 w/ C3
9002 | 6.3 | ET6-1070 | 22 | - | B | 3 | 48 |  | TB 11-6625-274-12/1 w/ C3
9003 | 6.3 | ET1-5620 | 17 | - | B | 3 | 38 |  | TB 11-6625-274-12/1 w/ C3
9004 | 6.3 | GR0-3040 | 0 | 65 | A | 2 | 40 | Diode. | TB 11-6625-274-12/1 w/ C3
9005 | 4.3 | GR0-4030 | 0 | 52 | A | 2 | 40 | Diode. | TB 11-6625-274-12/1 w/ C3
9006 | 6.3 | ET0-1070 | 0 | 52 | A | 2 | 40 | Diode. | TB 11-6625-274-12/1 w/ C3
38001 | 5.0 | ER3-2000 | 48 | - | B | 3 | 18 |  | NEL
38012 | 12.6 | EV2-9010 | 25 | - | D | 3 | 39 |  | NEL
38019 | 2 | GS4-5000 | 15 | - | B | 3 | 25 | Triode #1. | NEL
38019 | 2 | GR3-2000 | 15 | - | B | 3 | 25 | Triode #2. | NEL
38022 | 3 | ER0-2300 | 20 | - | B | # | 13 | Cap connects to grid. | NEL
38024 | 2.5 | FR0-2340 | 12 | - | B | 3 | 25 | Cap connects to grid. | NEL
38027 | 2.5 | FR3-2040 | 41 | - | B | 3 | 25 |  | NEL
38030 | 2 | ER3-2000 | 40 | - | B | 3 | 23 |  | NEL
38031 | 2 | ER3-2000 | 65 | - | B | 3 | 23 |  | NEL
38032 | 2 | ER0-2300 | 19 | - | B | # | 16 | Cap connects to grid. | NEL
38032A | 2.0 | ER0-2300 | 18 | - | B | # | 16 | Cap connects to grid. | NEL
38033 | 2 | FR3-2400 | 35 | - | B | 3 | 36 |  | NEL
38034 | 2 | ER0-2300 | 17 | - | B | # | 15 | Cap connects to grid. | NEL
38035 | 2.5 | FR0-2340 | 24 | - | B | 3 | 26 | Cap connects to grid. | NEL
38036 | 6.3 | FR0-2340 | 24 | - | B | 3 | 26 | Cap connects to grid. | NEL
38037 | 6.3 | FR3-2040 | 41 | - | B | 3 | 23 |  | NEL
38038 | 6.3 | FR0-2340 | 39 | - | B | 3 | 26 | Cap connects to grid. | NEL
38039 | 6.3 | FR0-2340 | 28 | - | B | 3 | 25 | Cap connects to grid. | NEL
38040 | 5 | ER3-2000 | 32 | - | B | 8 | 55 |  | NEL
38041 | 6.3 | GR4-2350 | 34 | - | B | 3 | 40 |  | NEL
38042 | 6.3 | GR4-2350 | 29 | - | B | 3 | 50 |  | NEL
38045 | 2.5 | ER3-2000 | 61 | - | B | 3 | 47 |  | NEL
38047 | 2.5 | FR3-2400 | 22 | - | B | 3 | 50 |  | NEL
38050 | 7.5 | ER3-2000 | 61 | - | B | 3 | 38 |  | NEL
38053 | 2.5 | HR5-6042 | 12 | - | B | 3 | 38 | Triode #1. | NEL
38053 | 2.5 | HR3-2046 | 12 | - | B | 3 | 38 | Triode #2. | NEL
38056 | 2.5 | FR3-2040 | 29 | - | B | 3 | 37 |  | NEL
38057 | 2.5 | GR0-2354 | 21 | - | B | 3 | 31 | Cap connects to grid #1. | NEL
38058 | 2.5 | GR0-2354 | 24 | - | B | 3 | 36 | Cap connects to grid #1. | NEL
38059 | 2.5 | HR4-2365 | 22 | - | B | 3 | 50 |  | NEL
38064 | 1.1 | ER3-2000 | 45 | - | B | 3 | 16 |  | NEL
38071 | 5 | ER3-2000 | 73 | - | B | 3 | 42 |  | NEL
38075 | 6.3 | GR0-2050 | 11 | - | B | 3 | 19 | Triode Section. Cap connects to grid. | NEL
38075 | 6.3 | GR0-4052 | 0 | 14 | A | 2 | 40 | Diode #1. | NEL
38075 | 6.3 | GR0-3052 | 0 | 14 | A | 2 | 40 | Diode #2. | NEL
38076 | 6.3 | FR3-2040 | 29 | - | B | 3 | 36 |  | NEL
38077 | 6.3 | GR0-2354 | 21 | - | B | 3 | 31 | Cap connects to grid. | NEL
38078 | 6.3 | GR0-2354 | 24 | - | B | 3 | 36 | Cap connects to grid #1. | NEL
38085 | 6.3 | GR0-2050 | 39 | - | B | 3 | 25 | Triode Section. Cap connects to grid. | NEL
38085 | 6.3 | GR0-4052 | 0 | 14 | A | 2 | 40 | Diode #1. | NEL
38085 | 6.3 | GR0-3052 | 0 | 14 | A | 2 | 40 | Diode #2. | NEL
38089 | 6.3 | GR0-2354 | 37 | - | B | 3 | 39 | Cap connects to grid. | NEL
38101A | 7.5 | ER3-2000 | 0 | - | B | 3 | 38 |  | NEL
38102 | 12.6 | EV2-9010 | 25 | - | D | 3 | 39 |  | NEL
38110 | 7.5 | ER3-2000 | 12 | - | B | 3 | 38 |  | NEL
38142 | 7.5 | ER3-2000 | 37 | - | B | 3 | 55 |  | TB 11-6625-274-12/1 w/ C3
38143 | 2.5 | FR3-2040 | 12 | - | B | 3 | 42 |  | NEL
38165 | 7.5 | ER3-0200 | 34 | - | B | 3 | 16 | Cap connects to plate. | NEL
38166 | 3 | ER0-0000 | 0 | 67 | A | 7 | 40 | Cap connects to plate. | NEL
38166A | 3 | ER0-0000 | 0 | 67 | A | 7 | 40 | Cap connects to plate. | NEL
38171 | 2.5 | ER0-0000 | 0 | 65 | A | 7 | 40 | Cap connects to plate. | NEL
38181 | 7.5 | ER0-2000 | 0 | 40 | A | 6 | 40 |  | NEL
38182 | 2.5 | ER0-3000 | 0 | 70 | A | 7 | 40 | Plate #1. | NEL
38182 | 2.5 | ER0-2000 | 0 | 70 | A | 7 | 40 | Plate #2. | NEL
38183 | 5 | ER0-3000 | 0 | 66 | A | 7 | 40 | Plate #1. | NEL
38183 | 5 | ER0-2000 | 0 | 63 | A | 7 | 40 | Plate #2. | NEL
38184 | 6.3 | FR0-3040 | 0 | 46 | A | 7 | 40 | Plate #1. | NEL
38184 | 6.3 | FR0-2040 | 0 | 46 | A | 7 | 40 | Plate #2. | NEL
38205 | - | HP0-5020 | 0 | 60 | A | 4 | 40 |  | NEL
38213 | 2.5 | ER3-2000 | 67 | - | C | 3 | 38 |  | NEL
38215 | 2.5 | GR4-2350 | 29 | - | B | 3 | 50 |  | NEL
38233 | 6.3 | HR4-5060 | 38 | - | B | 3 | 34 | Triode #1. | NEL
38233 | 6.3 | HR0-3020 | 38 | - | B | 3 | 34 | Triode #2. Cap connects to grid. | NEL
38236 | 2.0 | GR4-5320 | 56 | - | B | # | 25 | Cap connects to grid number 4. | NEL
38250 | - | HP0-5020 | 0 | 40 | A | 4 | 40 |  | NEL
38255 | 25 | GR0-5040 | 0 | 60 | A | 7 | 40 | Plate #1. | NEL
38255 | 25 | GR0-2030 | 0 | 60 | A | 7 | 40 | Plate #2. | NEL
38267 | 3 | ER0-0000 | 0 | 46 | A | 6 | 40 | Cap connects to plate. | NEL
38274 | - | AP0-3010 | 0 | 53 | A | 4 | 40 |  | NEL
38275 | - | HP0-5020 | 0 | 60 | A | 4 | 40 |  | NEL
38290 | - | HP0-5020 | 0 | 65 | A | 4 | 40 |  | NEL
38405 | 2.5 | ER0-2000 | 0 | 88 | A | 4 | 80 | Diode #1. | NEL
38405 | 2.5 | ER0-3000 | 0 | 88 | A | 4 | 80 | Diode #2. | NEL
38565J | 6.3 | HS5-3080 | 23 | - | B | 3 | 50 |  | NEL
38593 | 5 | ER0-3000 | 0 | 47 | A | 7 | 40 | Plate #1. | NEL
38593 | 5 | ER0-2000 | 0 | 42 | A | 7 | 40 | Plate #2. | NEL
38616 | 6.3 | HR5-6040 | 12 | - | B | 3 | 38 | Triode #1. | NEL
38616 | 6.3 | HR3-2040 | 12 | - | B | 3 | 38 | Triode #2. | NEL
38616 | 6.3 | HR5-3462 | 41 | - | B | 3 | 29 | Cap connects to grid #4. | NEL
38617 | 6.3 | HR5-3462 | 41 | - | B | 3 | 29 | Cap connects to grid #4. | NEL
38627 | 6.3 | HR0-2360 | 30 | - | B | 3 | 25 | Pentode Section. Cap connects to grid. | NEL
38627 | 6.3 | HR0-5360 | 0 | 14 | A | 2 | 40 | Diode #1. | NEL
38627 | 6.3 | HR0-4360 | 0 | 14 | A | 2 | 40 | Diode #2. | NEL
38636 | 6.3 | GR0-2354 | 21 | - | B | 3 | 31 | Cap connects to grid. | NEL
38646 | 6.3 | GR0-2354 | 21 | - | B | 3 | 40 | Cap connects to grid. | NEL
38667 | 6.3 | HR0-2365 | 28 | - | B | 3 | 28 | Pentode Section. Cap connects to grid. | NEL
38667 | 6.3 | HR5-4362 | 28 | - | B | 3 | 13 | Triode Section. | NEL
38807 | 6.3 | FR3-0240 | 33 | - | C | 3 | 48 | Cap connects to plate. | NEL
38814 | 10 | FR3-0240 | 0 | - | C | 3 | 38 | Cap connects to plate. | NEL
38837 | 12.6 | HR4-0365 | 0 | - | C | 3 | 50 | Cap connects to plate. | NEL
38842 | 7.5 | ER3-2000 | 61 | - | B | 3 | 30 |  | NEL
38884 | 6.3 | HS5-3080 | See Note> | 90 | A | 4 | 40 | Should strike between settings 82 and 72 of the BIAS dial. | NEL
38954 | 6.3 | GR8-0374 | 30 | - | B | 3 | 18 | Cap connects to plate. | NEL
38955 | 6.3 | GR4-3070 | 22 | - | B | 3 | 48 |  | NEL
38956 | 6.3 | GR8-0374 | 30 | - | B | 3 | 31 | Cap connects to plate. | NEL
38958 | 1.5 | GR4-3000 | 41 | - | B | 3 | 30 |  | NEL
38959 | 1.5 | GR8-0300 | 25 | - | B | # | 15 | Cap connects to plate. | NEL
AD | 6.3 | ER0-2030 | 0 | 53 | A | 7 | 40 |  | NEL
AF | 2.5 | ER0-3000 | 0 | 70 | A | 7 | 40 | Plate #1. | NEL
AF | 2.5 | ER0-2000 | 0 | 70 | A | 7 | 40 | Plate #2. | NEL
AG | 5 | ER0-3000 | 0 | 66 | A | 7 | 40 | Plate #1. | NEL
AG | 5 | ER0-2000 | 0 | 63 | A | 7 | 40 | Plate #2. | NEL
BH | - | AP0-1020 | 0 | 60 | A | 6 | 40 |  | DJN
BH | - | AP0-4020 | 0 | 60 | A | 6 | 40 |  | DJN
BR | - | AP0-4010 | 0 | 60 | A | 6 | 40 |  | DJN
FNH | 6.3 | ER3-2000 | 67 | - | C | 3 | 38 |  | NEL
LA | 6.3 | FR3-2400 | 28 | - | B | 3 | 50 |  | NEL
PZ | 2.5 | FR3-2400 | 22 | - | B | 3 | 50 |  | NEL
PZH | 2.5 | GR4-2350 | 29 | - | B | 3 | 50 |  | NEL
XXB | 2.5 | BY5-6000 | 10 | - | B | 3 | 28 | Triode #1. | TB 11-6625-274-12/1 w/ C3
XXB | 2.5 | JR4-3000 | 10 | - | B | 3 | 28 | Triode #2. | TB 11-6625-274-12/1 w/ C3
XXD | 12.6 | JR4-6070 | 21 | - | C | 3 | 33 | Triode #1. | TB 11-6625-274-12/1 w/ C3
XXD | 12.6 | JR4-3020 | 21 | - | C | 3 | 33 | Triode #2. | TB 11-6625-274-12/1 w/ C3
XXFM | 6.3 | JR3-2040 | 0 | - | B | 3 | 23 | Triode Section. | TB 11-6625-274-12/1 w/ C3
XXFM | 6.3 | JR0-5040 | 0 | 67 | A | 2 | 40 | Diode #1. | TB 11-6625-274-12/1 w/ C3
XXFM | 6.3 | JR0-6070 | 0 | 67 | A | 2 | 40 | Diode #2. | TB 11-6625-274-12/1 w/ C3
XXL | 6.3 | JR6-2070 | 23 | - | B | 3 | 50 |  | TB 11-6625-274-12/1 w/ C3
Octal Delay Relay | as marked | DS0-0057 | - | - | - | - | - | Short Position 2 - Time with watch | DJN
9 Pin Delay Relay | as marked | BW0-0039 | - | - | - | - | - | Short Position 2 - Time with watch | DJN
Settings Data for use with TV-7/U, TV-7A/U, TV-7B/U, TV-7C/U, and TV-7D/U Tube Testers
Copyright © 2000, 2001, 2002 by Nolan E. Lee (nlee@acadiacom.net)
End of Sheet!
Note on A751: nolan I've hadf a report that this data is incorrect.
Note on A903: Nolan E. Lee: need to find correct tube number for this one
Note on F995: Nolan E. Lee: WRONG. NEED TO TRACK DOWN CORRECT DATA...
Note on F1311: Nolan E. Lee: DADA MISSING
Note on F1312: Nolan E. Lee: DATA MISSING
Note on F2937: Nolan E. Lee: MISSING DATA

## CV Chart
"CV" Tube Data for use with TV-7/U, TV-7A/U, TV-7B/U, TV-7C/U, and TV-7D/U Tube Testers
Copyright © 2000, 2001, 2002 by Nolan E. Lee (nlee@acadiacom.net)
beta 0.97 July 5, 2002
Notes:
1: Some of these tubes require special adapters to be used to test the tube. If you have specific info on these, let me know.
2: If the # symbol is listed in the Press column, it means that you hold down DIODE and then press the MUT.COND. button.
Tube Type | Fil. Voltage | Selector Positions |  |  |  | Press to Test | Minimum Value
|  |  | Bias | Shunt | Range |  |  | Notations | Settings Data Source
CV32 | 3 | ER0-0000 | 0 | 67 | A | 7 | 40 | Cap Connects to Plate. | Nolan
CV37 | 1.5 | HS0-3400 | 11 | - | B | 3 | 19 | Cap connects to grid. | Nolan
CV51 | 6.3 | CX8-4050 | 0 | 100 | A | 3 | - | Eye Open. | TB 11-6625-274-12/1 w/ C3
CV51 | 6.3 | CX8-4350 | 0 | 100 | A | 3 | - | Eye Closed. | TB 11-6625-274-12/1 w/ C3
CV54 | 4.3 | DU0-0000 | - | 30 | A | 7 | 40 | Cap connects to Plate. | TB 11-6625-274-12/1 w/ C3
CV65 | 2 | BY5-3400 | 22 | - | C | 3 | 35 |  | TB 11-6625-274-12/1 w/ C3
CV73 | 4.3 | FU2-0760 | 40 | - | C | 3 | 50 |  | TB 11-6625-274-12/1 w/ C3
CV131 | 6.3 | DU1-5726 | 17 | - | B | 3 | 40 |  | TB 11-6625-274-12/1 w/ C3
CV132 | - | - | - | - | - | - | - | No Settings Listed. | TB 11-6625-274-12/1 w/ C3
CV133 | 6.3 | ET6-1070 | 24 | - | B | 3 | 55 |  | Nolan
CV136 | 6.3 | DU1-5720 | 23 | - | C | 3 | 45 |  | TB 11-6625-274-12/1 w/ C3
CV137 | 6.3 | DU6-7050 | 16 | - | B | 3 | 60 | Triode Section. | TB 11-6625-274-12/1 w/ C3
CV137 | 6.3 | DU0-1020 | - | 75 | A | 2 | 40 | Diode Section. | TB 11-6625-274-12/1 w/ C3
CV138 | 6.3 | DU1-5726 | 11 | - | C | 3 | 50 |  | TB 11-6625-274-12/1 w/ C3
CV140 | 6.3 | ET0-2050 | - | 70 | A | 2 | 40 | Diode #1. | TB 11-6625-274-12/1 w/ C3
CV140 | 6.3 | ET0-7010 | - | 70 | A | 2 | 40 | Diode #2. | TB 11-6625-274-12/1 w/ C3
CV144 | 6.3 | HS4-5613 | 0 | - | D | 3 | 20 | Plate #1. Use E105 adapter. | Nolan
CV144 | 6.3 | HS4-8613 | 0 | - | D | 3 | 20 | Plate #2. Use E105 adapter. | Nolan
CV155 | 6.3 | HS5-3080 | 27 | - | B | 3 | 38 |  | Nolan
CV170 | 12.6 | HY2-6431 | 0 | - | B | 3 | 50 | Pentode Section. | Nolan
CV170 | 12.6 | HY0-5036 | 0 | 14 | A | 2 | 40 | Diode Section. | Nolan
CV173 | 6.3 | BV7-3264 | 17 | - | D | 3 | 40 |  | TB 11-6625-274-12/1 w/ C3
CV181 | 6.3 | HY1-2030 | 16 | - | B | 3 | 65 | Triode #1. | TB 11-6625-274-12/1 w/ C3
CV181 | 6.3 | HY4-5060 | 16 | - | B | 3 | 65 | Triode #2. | TB 11-6625-274-12/1 w/ C3
CV183 | 2.5 | HR3-2400 | 28 | - | B | # | 38 |  | Nolan
CV205 | 6.3 | HS5-3480 | 33 | - | D | 3 | 30 |  | Nolan
CV207 | 6.3 | HS4-8651 | 10 | - | D | 3 | 30 |  | Nolan
CV208 | 6.3 | HS5-3481 | 23 | - | D | 3 | 40 |  | Nolan
CV239 | 6.3 | GR5-4030 | 0 | 100 | A | 3 | - | Eye Open. | Nolan
CV239 | 6.3 | GR5-4230 | 0 | 100 | A | 3 | - | Eye Closed. | Nolan
CV275 | 5 | ER0-3000 | 0 | 47 | A | 7 | 40 | Plate #1. | Nolan
CV275 | 5 | ER0-2000 | 0 | 42 | A | 7 | 40 | Plate #2. | Nolan
CV278 | 6.3 | HY4-5062 | 23 | - | B | 3 | 50 | Triode #1. | Nolan
CV278 | 6.3 | HY1-2035 | 23 | - | B | 3 | 50 | Triode #2. | Nolan
CV283 | 6.3 | ET0-7010 | 0 | 70 | A | 2 | 40 | Diode #1. | Nolan
CV283 | 6.3 | ET0-2050 | 0 | 70 | A | 2 | 40 | Diode #2. | Nolan
CV287 | OFF | AP0-4020 | - | 55 | A | 4 | 40 |  | TB 11-6625-274-12/1 w/ C3
CV309 | 6.3 | BV7-2464 | 44 | - | B | 3 | 60 |  | TB 11-6625-274-12/1 w/ C3
CV329 | 6.3 | ET1-5726 | 14 | - | B | 3 | 29 |  | TB 11-6625-274-12/1 w/ C3
CV345 | 6.3 | CX5-0480 | 42 | - | D | 3 | 30 | Cap connects to Plate. | TB 11-6625-274-12/1 w/ C3
CV378 | 5 | CY0-4000 | - | 70 | A | 7 | 40 | Plate #1. | TB 11-6625-274-12/1 w/ C3
CV378 | 5 | CY0-6000 | - | 70 | A | 7 | 40 | Plate #2. | TB 11-6625-274-12/1 w/ C3
CV391 | - | - | - | - | - | - | - | No Settings Listed. | TB 11-6625-274-12/1 w/ C3
CV399 | 4.3 | DU2-1050 | 16 | - | C | 3 | 30 |  | TB 11-6625-274-12/1 w/ C3
CV428 | 6.3 | BY6-0320 | 30 | - | C | 3 | 30 | Use Stark EC adapter. Cap connects to Plate. | TB 11-6625-274-12/1 w/ C3
CV431 | OFF | AP0-2040 | - | 80 | A | 4 | 40 |  | TB 11-6625-274-12/1 w/ C3
CV465 | 6.3 | DW1-5724 | 17 | - | D | 3 | 22 | Use flying lead adapter E104. | TB 11-6625-274-12/1 w/ C3
CV466 | 6.3 | DW1-4572 | 22 | - | D | 3 | 21 | Use flying lead adapter E104. | TB 11-6625-274-12/1 w/ C3
CV468 | 6.3 | CT1-8070 | 28 | - | D | 3 | 28 | Use flying lead adapter E104. | TB 11-6625-274-12/1 w/ C3
CV469 | 6.3 | MU0-2030 | - | 68 | A | 2 | 40 | Use flying lead adapter E104. | TB 11-6625-274-12/1 w/ C3
CV473 | 6.3 | DW0-2050 | - | 40 | A | 7 | 40 | Use flying lead adapter E104. | TB 11-6625-274-12/1 w/ C3
CV475 | 6.3 | DW1-5728 | 17 | - | C | 3 | 26 | Use flying lead adapter E104. | TB 11-6625-274-12/1 w/ C3
CV523 | 12.6 | DU0-1050 | - | 40 | A | 2 | 40 | Diode #1. | TB 11-6625-274-12/1 w/ C3
CV523 | 12.6 | DU0-2050 | - | 40 | A | 2 | 40 | Diode #2. | TB 11-6625-274-12/1 w/ C3
CV569 | 6.3 | HY4-5062 | 0 | - | B | 3 | 32 | Triode #1. | Nolan
CV569 | 6.3 | HY1-2035 | 0 | - | B | 3 | 32 | Triode #2. | Nolan
Nolan
CV686 | - | HP0-5020 | 0 | 60 | A | 4 | 40 |  | Nolan
Nolan
CV826 | 4.3 | EV0-7360 | 13 | - | B | 3 | 30 | Cap connects to Grid. | TB 11-6625-274-12/1 w/ C3
CV826 | 4.3 | EV2-1060 | 13 | - | B | 3 | 35 |  | TB 11-6625-274-12/1 w/ C3
CV1037 | 4.3 | DU2-1050 | 16 | - | C | 3 | 30 |  | TB 11-6625-274-12/1 w/ C3
CV1039 | 4.3 | DU0-1000 | - | 60 | A | 7 | 40 | Plate #1. | TB 11-6625-274-12/1 w/ C3
CV1039 | 4.3 | DU0-2000 | - | 60 | A | 7 | 40 | Plate #2. | TB 11-6625-274-12/1 w/ C3
CV1040 | 4.3 | ET2-1000 | 18 | - | D | 3 | 30 |  | TB 11-6625-274-12/1 w/ C3
CV1052 | 6.3 | HS0-3480 | 22 | - | C | 3 | 50 | Cap connects to Grid #1. | TB 11-6625-274-12/1 w/ C3
CV1053 | 6.3 | CX0-3485 | 30 | - | B | 3 | 40 | Cap connects to Grid #1. | TB 11-6625-274-12/1 w/ C3
CV1054 | 6.3 | CX0-5080 | - | 24 | A | 2 | 40 | Diode #1. | TB 11-6625-274-12/1 w/ C3
CV1054 | 6.3 | CX0-3040 | - | 24 | A | 2 | 40 | Diode #2. | TB 11-6625-274-12/1 w/ C3
CV1055 | 6.3 | CX0-3080 | 21 | - | B | 3 | 50 | Triode Section. Cap connects to Grid #1. | TB 11-6625-274-12/1 w/ C3
CV1055 | 6.3 | CX0-4080 | - | 14 | A | 2 | 40 | Diode #1. | TB 11-6625-274-12/1 w/ C3
CV1055 | 5.3 | CX0-5080 | - | 14 | A | 2 | 40 | Diode #2. | TB 11-6625-274-12/1 w/ C3
CV1056 | 6.3 | CX5-3485 | 19 | - | B | 3 | 38 |  | TB 11-6625-274-12/1 w/ C3
CV1064 | 4.3 | DU0-2000 | - | 40 | A | 7 | 40 | Plate #1. | TB 11-6625-274-12/1 w/ C3
CV1064 | 4.3 | DU0-3000 | - | 40 | A | 7 | 40 | Plate #2. | TB 11-6625-274-12/1 w/ C3
CV1065 | 6.3 | BY0-3425 | 10 | - | D | 3 | 35 | Cap connects to Grid #1. | TB 11-6625-274-12/1 w/ C3
CV1067 | 6.3 | CX5-3080 | 22 | - | C | 3 | 40 |  | TB 11-6625-274-12/1 w/ C3
CV1071 | 5 | JS0-6000 | 0 | 47 | A | 7 | 40 | Plate #1. | Nolan
CV1071 | 5 | JS0-4000 | 0 | 42 | A | 7 | 40 | Plate #2. | Nolan
CV1072 | 4.3 | ET0-0000 | - | 55 | A | 7 | 40 | Use adapter for British types. | TB 11-6625-274-12/1 w/ C3
CV1073 | 6.3 | HS0-4081 | 12 | - | B | 3 | 25 | Cap connects to Grid. | Nolan
CV1075 | 6.3 | CX5-3480 | 12 | - | D | 3 | 40 |  | TB 11-6625-274-12/1 w/ C3
CV1078 | 4.3 | BT0-8020 | - | 60 | A | 7 | 40 | Use Stark ED adapter. Place lead to top pin. Cap connects to Plate. | TB 11-6625-274-12/1 w/ C3
CV1083 | 2 | EV2-0713 | 0 | - | B | # | 20 |  | TB 11-6625-274-12/1 w/ C3
CV1091 | 6.3 | BV7-3268 | 8 | - | C | 3 | 40 |  | TB 11-6625-274-12/1 w/ C3
CV1092 | 6.3 | BT0-8020 | - | 60 | A | 7 | 40 | Use Stark ED adapter. Place lead to top pin. | TB 11-6625-274-12/1 w/ C3
CV1099 | 6.3 | HS5-3486 | 11 | - | B | 3 | 25 | Hexode Section. Cap connects to Grid. | Nolan
CV1099 | 6.3 | HS5-6483 | 0 | - | C | 3 | 30 | Triode Section. | Nolan
CV1100 | 6.3 | CX0-3480 | 25 | - | C | 3 | 45 | Cap connects to Grid #1. | TB 11-6625-274-12/1 w/ C3
CV1101 | 6.3 | HS0-3080 | 22 | - | D | 3 | 16 | Top cap connects to Grid. Triode Section. | TB 11-6625-274-12/1 w/ C3
CV1101 | 6.3 | HS0-4080 | - | 15 | A | 2 | 40 | Diode #1. | TB 11-6625-274-12/1 w/ C3
CV1101 | 6.3 | HS0-5080 | - | 40 | A | 2 | 40 | Diode #2. | TB 11-6625-274-12/1 w/ C3
CV1102 | 6.3 | HS5-6080 | 37 | - | C | 3 | 40 | Triode #1. | TB 11-6625-274-12/1 w/ C3
CV1102 | 6.3 | HS0-3040 | 37 | - | C | 3 | 40 | Top cap connects to Grid. Triode #2. | TB 11-6625-274-12/1 w/ C3
CV1103 | 6.3 | CX8-4050 | 0 | 100 | A | 3 | - | Eye Open. | TB 11-6625-274-12/1 w/ C3
CV1103 | 6.3 | CX8-4350 | 0 | 100 | A | 3 | - | Eye Closed. | TB 11-6625-274-12/1 w/ C3
CV1111 | 4.3 | DU0-0000 | - | 10 | A | 7 | 20 | Cap connects to Plate. | TB 11-6625-274-12/1 w/ C3
CV1113 | 4.3 | DU0-0000 | - | 0 | A | 7 | 40 | Cap connects to Plate. | TB 11-6625-274-12/1 w/ C3
CV1122 | 4.3 | DU2-1050 | 16 | - | D | 3 | 35 |  | TB 11-6625-274-12/1 w/ C3
CV1136 | 6.3 | BV6-2385 | 15 | - | C | 3 | 40 |  | TB 11-6625-274-12/1 w/ C3
CV1137 | 6.3 | BV2-4030 | 14 | - | C | 3 | 55 |  | TB 11-6625-274-12/1 w/ C3
CV1164 | 4.3 | DU2-0155 | 18 | - | B | 3 | 62 | Cap connects to Plate. | TB 11-6625-274-12/1 w/ C3
CV1169 | 4.3 | EV2-0763 | 20 | - | B | 3 | 45 | Cap connects to Plate. | TB 11-6625-274-12/1 w/ C3
CV1170 | 4.3 | DU0-1050 | - | 35 | A | 2 | 40 |  | TB 11-6625-274-12/1 w/ C3
CV1171 | 4.3 | British Acorn 5-Pin | 0 | - | C | 3 | 30 |  | TB 11-6625-274-12/1 w/ C3
CV1173 | 4.3 | DU2-1050 | 11 | - | C | 3 | 30 |  | TB 11-6625-274-12/1 w/ C3
CV1193 | 6.3 | HS5-3486 | 11 | - | B | 3 | 25 | Hexode Section. Cap connects to grid. | Nolan
CV1193 | 6.3 | HS5-6483 | 0 | - | C | 3 | 30 | Triode Section. | Nolan
CV1197 | 6.3 | BT5-8020 Special Base | 13 | - | C | 3 | 40 | Use Stark ED adapter. Place leads to top pins. | TB 11-6625-274-12/1 w/ C3
CV1198 | 4.3 | DU2-0050 | 16 | - | D | 3 | 35 | Cap connects to Plate. | TB 11-6625-274-12/1 w/ C3
CV1264 | 4.3 | DU0-1000 | - | 60 | A | 7 | 40 |  | TB 11-6625-274-12/1 w/ C3
CV1285 | 6.3 | HS5-6083 | 12 | - | B | 3 | 38 | Triode #1. | Nolan
CV1285 | 6.3 | HS4-3086 | 12 | - | B | 3 | 38 | Triode #2. | Nolan
CV1290 | 2 | DU0-0000 | - | 82 | A | 4 | 40 | Cap connects to Plate. | TB 11-6625-274-12/1 w/ C3
CV1300 | 12.6 | DU0-1050 | - | 40 | A | 2 | 40 | Diode #1. | TB 11-6625-274-12/1 w/ C3
CV1300 | 12.6 | DU0-2050 | - | 40 | A | 2 | 40 | Diode #2. | TB 11-6625-274-12/1 w/ C3
CV1306 | 2 | BY0-3000 | 21 | - | B | 3 | 30 | Cap connects to Grid. | TB 11-6625-274-12/1 w/ C3
CV1306 | 2 | BY0-7000 | - | 20 | A | 2 | 40 | Diode #1. | TB 11-6625-274-12/1 w/ C3
CV1306 | 2 | BY0-5000 | - | 20 | A | 2 | 40 | Diode #2. | TB 11-6625-274-12/1 w/ C3
CV1321 | 12.6 | EV0-2763 | 19 | - | B | 3 | 35 | Cap connects to Grid. | TB 11-6625-274-12/1 w/ C3
CV1326 | 4.3 | EV2-7360 | 23 | - | D | 3 | 35 |  | TB 11-6625-274-12/1 w/ C3
CV1331 | 2 | BY0-3405 | 25 | - | B | 3 | 15 | Top cap connects to Grid. | TB 11-6625-274-12/1 w/ C3
CV1347 | 6.3 | HS5-3486 | 11 | - | B | 3 | 25 | Hexode Section. Cap connects to grid. | Nolan
CV1347 | 6.3 | HS5-6483 | 0 | - | C | 3 | 30 | Triode Section. | Nolan
CV1456 | 35 | BY5-3426 | 0 | - | D | 3 | 25 |  | TB 11-6625-274-12/1 w/ C3
CV1457 | 12.6 | BY0-3425 | 12 | - | C | 3 | 40 | Cap connects to Grid. | TB 11-6625-274-12/1 w/ C3
CV1510 | 6.3 | BY7-2368 | 39 | - | C | - | 40 |  | TB 11-6625-274-12/1 w/ C3
CV1574 | 4.3 | JR0-3452 | 12 | - | D | 3 | 25 | Top cap connects to Grid. | TB 11-6625-274-12/1 w/ C3
CV1581 | 6.3 | HS5-3486 | 16 | - | C | 3 | 18 | Hexode Section. Cap connects to Grid. | TB 11-6625-274-12/1 w/ C3
CV1581 | 6.3 | HS5-6483 | 26 | - | C | 3 | 16 | Triode Section. | TB 11-6625-274-12/1 w/ C3
CV1865 | 6.3 | FU1-8030 | 22 | - | C | 3 | 42 |  | TB 11-6625-274-12/1 w/ C3
CV1989 | 6.3 | ET0-2050 | - | 70 | A | 2 | 40 |  | TB 11-6625-274-12/1 w/ C3
CV2128 | 6.3 | FU2-6137 | 11 | - | C | 3 | 25 | Hexode Section. | TB 11-6625-274-12/1 w/ C3
CV2128 | 6.3 | FU9-8030 | 21 | - | C | - | 36 | Triode Section. | TB 11-6625-274-12/1 w/ C3
CV2135 | 6.3 | FU2-7839 | 24 | 0 | B | 3 | 28 |  | TB 11-6625-274-12/1 w/ C3
CV2220 | 12.6 | BY5-2360 | 33 | - | C | 3 | 48 |  | TB 11-6625-274-12/1 w/ C3
CV2243 | 6.3 | EV2-7839 | 19 | - | D | 3 | 30 |  | TB 11-6625-274-12/1 w/ C3
CV4010 | 6.3 | ET1-5620 | 10 | - | D | 3 | 22 |  | Nolan
CV4040 | 6.3 | ET1-5720 | 32 | 0 | C | 3 | 42 |  | TB 11-6625-274-12/1 w/ C3
CV4061 | 1.5 | ER0-0000 | 0 | 51 | A | 4 | 40 |  | TB 11-6625-274-12/1 w/ C3
CV4062 | 6.3 | ET1-5722 | 32 | 0 | D | 3 | 28 |  | TB 11-6625-274-12/1 w/ C3
E810F | 6.3 | EV2-7938 | 29 | - | C | 3 | 50 |  | T.O. 33AA21-5-31M
ECC34 | 6.3 | JX1-2030 | 35 | - | C | 3 | 35 | Triode #1. | TB 11-6625-274-12/1 w/ C3
ECC34 | 6.3 | JX4-5060 | 35 | - | C | 3 | 35 | Triode #2. | TB 11-6625-274-12/1 w/ C3
End of Sheet!
Note on A29: Nolan E. Lee: needs to be verified
Note on A30: Nolan E. Lee: needs to be verified
Note on A42: Nolan E. Lee: needs to be verified
Note on A43: Nolan E. Lee: needs to be verified
Note on C59: Nolan E. Lee: INCORRECT
Note on G136: Nolan E. Lee: MISSING DATA in book
Note on G143: Nolan E. Lee: Data Missing from book.

## GM Chart
Micromhos Conversion Chart for use with the
TV-7/U, TV-7A/U, TV-7B/U, TV-7C/U, and TV-7D/U testers
Copyright © 2000, 2001, 2002 by Nolan E. Lee (nlee@acadiacom.net)
beta 0.97 July 5, 2002
Note: Only the TV-7D/U has the "F" scale.
Meter Reading | Corresponding values in micromhos
| Range B | Range C | Range D | Range E | Range F
0 | 0 | 0 | 0 | 0 | 0
1 | 25 | 50 | 125 | 250 | 500
2 | 50 | 100 | 250 | 500 | 1000
3 | 75 | 150 | 375 | 750 | 1500
4 | 100 | 200 | 500 | 1000 | 2000
5 | 125 | 250 | 625 | 1250 | 2500
6 | 150 | 300 | 750 | 1500 | 3000
7 | 175 | 350 | 875 | 1750 | 3500
8 | 200 | 400 | 1000 | 2000 | 4000
9 | 225 | 450 | 1125 | 2250 | 4500
10 | 250 | 500 | 1250 | 2500 | 5000
11 | 275 | 550 | 1375 | 2750 | 5500
12 | 300 | 600 | 1500 | 3000 | 6000
13 | 325 | 650 | 1625 | 3250 | 6500
14 | 350 | 700 | 1750 | 3500 | 7000
15 | 375 | 750 | 1875 | 3750 | 7500
16 | 400 | 800 | 2000 | 4000 | 8000
17 | 425 | 850 | 2125 | 4250 | 8500
18 | 450 | 900 | 2250 | 4500 | 9000
19 | 475 | 950 | 2375 | 4750 | 9500
20 | 500 | 1000 | 2500 | 5000 | 10000
21 | 525 | 1050 | 2625 | 5250 | 10500
22 | 550 | 1100 | 2750 | 5500 | 11000
23 | 575 | 1150 | 2875 | 5750 | 11500
24 | 600 | 1200 | 3000 | 6000 | 12000
25 | 625 | 1250 | 3125 | 6250 | 12500
26 | 650 | 1300 | 3250 | 6500 | 13000
27 | 675 | 1350 | 3375 | 6750 | 13500
28 | 700 | 1400 | 3500 | 7000 | 14000
29 | 725 | 1450 | 3625 | 7250 | 14500
30 | 750 | 1500 | 3750 | 7500 | 15000
31 | 775 | 1550 | 3875 | 7750 | 15500
32 | 800 | 1600 | 4000 | 8000 | 16000
33 | 825 | 1650 | 4125 | 8250 | 16500
34 | 850 | 1700 | 4250 | 8500 | 17000
35 | 875 | 1750 | 4375 | 8750 | 17500
36 | 900 | 1800 | 4500 | 9000 | 18000
37 | 925 | 1850 | 4625 | 9250 | 18500
38 | 950 | 1900 | 4750 | 9500 | 19000
39 | 975 | 1950 | 4875 | 9750 | 19500
40 | 1000 | 2000 | 5000 | 10000 | 20000
41 | 1025 | 2050 | 5125 | 10250 | 20500
42 | 1050 | 2100 | 5250 | 10500 | 21000
43 | 1075 | 2150 | 5375 | 10750 | 21500
44 | 1100 | 2200 | 5500 | 11000 | 22000
45 | 1125 | 2250 | 5625 | 11250 | 22500
46 | 1150 | 2300 | 5750 | 11500 | 23000
47 | 1175 | 2350 | 5875 | 11750 | 23500
48 | 1200 | 2400 | 6000 | 12000 | 24000
49 | 1225 | 2450 | 6125 | 12250 | 24500
50 | 1250 | 2500 | 6250 | 12500 | 25000
51 | 1275 | 2550 | 6375 | 12750 | 25500
52 | 1300 | 2600 | 6500 | 13000 | 26000
53 | 1325 | 2650 | 6625 | 13250 | 26500
54 | 1350 | 2700 | 6750 | 13500 | 27000
55 | 1375 | 2750 | 6875 | 13750 | 27500
56 | 1400 | 2800 | 7000 | 14000 | 28000
57 | 1425 | 2850 | 7125 | 14250 | 28500
58 | 1450 | 2900 | 7250 | 14500 | 29000
59 | 1475 | 2950 | 7375 | 14750 | 29500
60 | 1500 | 3000 | 7500 | 15000 | 30000
61 | 1525 | 3050 | 7625 | 15250 | 30500
62 | 1550 | 3100 | 7750 | 15500 | 31000
63 | 1575 | 3150 | 7875 | 15750 | 31500
64 | 1600 | 3200 | 8000 | 16000 | 32000
65 | 1625 | 3250 | 8125 | 16250 | 32500
66 | 1650 | 3300 | 8250 | 16500 | 33000
67 | 1675 | 3350 | 8375 | 16750 | 33500
68 | 1700 | 3400 | 8500 | 17000 | 34000
69 | 1725 | 3450 | 8625 | 17250 | 34500
70 | 1750 | 3500 | 8750 | 17500 | 35000
71 | 1775 | 3550 | 8875 | 17750 | 35500
72 | 1800 | 3600 | 9000 | 18000 | 36000
73 | 1825 | 3650 | 9125 | 18250 | 36500
74 | 1850 | 3700 | 9250 | 18500 | 37000
75 | 1875 | 3750 | 9375 | 18750 | 37500
76 | 1900 | 3800 | 9500 | 19000 | 38000
77 | 1925 | 3850 | 9625 | 19250 | 38500
78 | 1950 | 3900 | 9750 | 19500 | 39000
79 | 1975 | 3950 | 9875 | 19750 | 39500
80 | 2000 | 4000 | 10000 | 20000 | 40000
81 | 2025 | 4050 | 10125 | 20250 | 40500
82 | 2050 | 4100 | 10250 | 20500 | 41000
83 | 2075 | 4150 | 10375 | 20750 | 41500
84 | 2100 | 4200 | 10500 | 21000 | 42000
85 | 2125 | 4250 | 10625 | 21250 | 42500
86 | 2150 | 4300 | 10750 | 21500 | 43000
87 | 2175 | 4350 | 10875 | 21750 | 43500
88 | 2200 | 4400 | 11000 | 22000 | 44000
89 | 2225 | 4450 | 11125 | 22250 | 44500
90 | 2250 | 4500 | 11250 | 22500 | 45000
91 | 2275 | 4550 | 11375 | 22750 | 45500
92 | 2300 | 4600 | 11500 | 23000 | 46000
93 | 2325 | 4650 | 11625 | 23250 | 46500
94 | 2350 | 4700 | 11750 | 23500 | 47000
95 | 2375 | 4750 | 11825 | 23750 | 47500
96 | 2400 | 4800 | 12000 | 24000 | 48000
97 | 2425 | 4850 | 12125 | 24250 | 48500
98 | 2450 | 4900 | 12250 | 24500 | 49000
99 | 2475 | 4950 | 12375 | 24750 | 49500
100 | 2500 | 5000 | 12500 | 25000 | 50000
101 | 2525 | 5050 | 12625 | 25250 | 50500
102 | 2550 | 5100 | 12750 | 25500 | 51000
103 | 2575 | 5150 | 12875 | 25750 | 51500
104 | 2600 | 5200 | 13000 | 26000 | 52000
105 | 2625 | 5250 | 13125 | 26250 | 52500
106 | 2650 | 5300 | 13250 | 26500 | 53000
107 | 2675 | 5350 | 13375 | 26750 | 53500
108 | 2700 | 5400 | 13500 | 27000 | 54000
109 | 2725 | 5450 | 13625 | 27250 | 54500
110 | 2750 | 5500 | 13750 | 27500 | 55000
111 | 2775 | 5550 | 13875 | 27750 | 55500
112 | 2800 | 5600 | 14000 | 28000 | 56000
113 | 2825 | 5650 | 14125 | 28250 | 56500
114 | 2850 | 5700 | 14250 | 28500 | 57000
115 | 2875 | 5750 | 14375 | 28750 | 57500
116 | 2900 | 5800 | 14500 | 29000 | 58000
117 | 2925 | 5850 | 14625 | 29250 | 58500
118 | 2950 | 5900 | 14750 | 29500 | 59000
119 | 2975 | 5950 | 14875 | 29750 | 59500
120 | 3000 | 6000 | 15000 | 30000 | 60000
END OF SHEET!

## VT Chart
CROSS INDEX OF ARMY VT NUMBERS AND COMMERCIAL NUMBERS
Copyright © 2000, 2001, 2002 by Nolan E. Lee (nlee@acadiacom.net)
beta 0.97 July 5, 2002
| VT-1 THRU VT-93A | VT-94 THRU VT-174 | VT-175 THRU VT-289
| VT-1_____WE-203A | VT-94____6J5 | VT-175___1613
| VT-2_____WE-205B | VT-94A___6J5G | VT-176___6AB7 / 1853
| VT-3_____WE- "P" | VT-94B___6J5 Spcl.Slect. | VT-177___1LH4
| VT-4A____WE-211A | VT-94C___6J5G Spcl.Sel. | VT-178___1LC6
| VT-4B____Commercial 211 | VT-94D___6J5GT | VT-179___1LN5
| VT-4C____JAN 211 | VT-95____2A3 | VT-180*__3LF4
| VT-5_____WE-215A | VT-96____6N7 | VT-181___7Z4
| VT-6_____212A | VT-96B___6N7 Spcl. Selec. | VT-182___3B7 / 1291
| VT-7_____WX-12 | VT-97____5W4 | VT-183___1R4 / 1294
| VT-8_____UV-204 | VT-98____6U5 / 6G5 | VT-184___VR90-30
| VT-10____GE-"P" | VT-99____6F8G | VT-185___3D6 / 1299
| VT-11____GE- "G" | VT-100___807 | VT-186___Special Tube
| VT-12____GE- "T" | VT-100A__807 Modified | VT-187___575A
| VT-13____(obs) | VT-101___837 | VT-188___7E6
| VT-14____(obs) | VT-102___Canceled | VT-189___7F7
| VT-16____(obs) | VT-103___6SQ7 | VT-190___7H7
| VT-17____860 | VT-104___12SQ7 | VT-191___316A
| VT-18____GE- "U" | VT-105___6SC7 | VT-192___7A4
| VT-19____861 | VT-106___803 | VT-193___7C7
| VT-20____(obs) | VT-107___6V6 | VT-194___7J7
| VT-21____(obs) | VT-107A__6V6GT | VT-195___1005
| VT-22____204A | VT-107B__6V6G | VT-196___6W5G
| VT-23____(obs) | VT-108___450TH | VT-197A__5Y3GT/G
| VT-24____864 | VT-109___2051 | VT-198A__6G6G
| VT-25____10 | VT-111___5BP4, 1802P4 | VT-199___6SS7
| VT-25A___10 Special | VT-112___6AC7, 1852 | VT-200___VR-105-30
| VT-26____22 | VT-114___5T4 | VT-201___25L6
| VT-27____30 | VT-115___6L6 | VT-201C__25L6GT
| VT-28____24, 24A | VT-115A__6L6G | VT-202___9002
| VT-29____27 | VT-116___6SJ7 | VT-203___9003
| VT-30____01-A | VT-116A__6SJ7GT | VT-204___HK24G
| VT-31____31 | VT-116B__6SJ7Y | VT-205___6ST7
| VT-32____(obs) | VT-117___6SK7 | VT-206A__5V4G
| VT-33____33 | VT-117A__6SK7GT | VT-207___12AH7GT
| VT-34____207 | VT-118___832 | VT-208___7B8
| VT-35____35/51 | VT-119___2X2 / 879 | VT-209___12SG7
| VT-36____36 | VT-120___954 | VT-210___1S4
| VT-37____37 | VT-121___955 | VT-211___6SG7
| VT-38____38 | VT-122___530 | VT-212___958
| VT-39____869 | VT-123___RCA A-5586 | VT-213A__6L5G
| VT-39A___869A | superceded by VT-128 | VT-214___12H6
| VT-40____40 | VT-124___1A5GT | VT-215___6E5
| VT-41____851 | VT-125___1C5GT | VT-216___816
| VT-42____872 | VT-126___6X5 | VT-217___811
| VT-42A___872A (spec.fil) | VT-126A__6X5G | VT-218___100TH
| VT-43____845 | VT-126B__6X5GT | VT-219___Canceled
| VT-44____32 | VT-127___Special Tube | VT-220___250TH
| VT-45____45 | VT-127A__Special Tube | VT-221___3Q5GT
| VT-46____866 | VT-128___1630 / A-5588 | VT-222___884
| VT-46A___866A | VT-129___304TL | VT-223___1H5GT
| VT-47____47 | VT-130___250TL | VT-224___RK-34
| VT-48____41 | VT-131___12SK7 | VT-225___307A
| VT-49____39/44 | VT-132___12K8 Special | VT-226___3EP1 / 1806P1
| VT-50____50 | VT-133___12SR7 | VT-227___7184
| VT-51____841 | VT-134___12A6 | VT-228___8012
| VT-52____45 Special | VT-135___12J5GT | VT-229___6SL7GT
| VT-53____canceled, super- | VT-135A__12J5 | VT-230___350A
| seded by VT-42A | VT-136___1625 | VT-231___6SN7GT
| VT-54____34 | VT-137___1626 | VT-232___E-1148
| VT-55____865 | VT-138___1629 | VT-233___6SR7
| VT-56____56 | VT-139___VR150-30 | VT-234___HY-114B
| VT-57____57 | VT-140*__1628 | VT-235___HY-615
| VT-58____58 | VT-141___531 | VT-236___836
| VT-60____850 | VT-142___WE-39DY1 | VT-237___957
| VT-62____801, 801A | VT-143___805 | VT-238___956
| VT-63____46 | VT-144___813 | VT-239___1LE3
| VT-64____800 | VT-145___5Z3 | VT-240___710A
| VT-65____6C5 | VT-146___1N5GT | VT-241___7E5 / 1201
| VT-65A___6C5G | VT-147___1A7GT | VT-243___7C4 / 1203A
| VT-66____6F6 | VT-148___1D8GT | VT-244___5U4G
| VT-66A___6F6G | VT-149___3A8GT | VT-245___2050
| VT-67____30 Special | VT-150___6SA7 | VT-246___918
| VT-68____6B7 | VT-150A__6SA7GT | VT-247___6AG7
| VT-69____6D6 | VT-151___6A8G | VT-248___1808P1
| VT-70____6F7 | VT-151B__6A8GT | VT-249___1006
| VT-72____842 | VT-152___6K6GT | VT-250___EF50
| VT-73____843 | VT-152A__6K6G | VT-251___441
| VT-74____5Z4 | VT-153___12C8 Special | VT-252___923
| VT-75____75 | VT-154___814 | VT-254___304TH
| VT-76____76 | VT-155___Special Tube | VT-255___705A
| VT-77____77 | VT-156___Special Tube | VT-256___ZP486
| VT-78____78 | VT-157___Special Tube | VT-257___K-7
| VT-80____80 | VT-158___Special Tube | VT-259___829
| VT-83____83 | VT-159___Special Tube | VT-260___VR75-30
| VT-84____84 / 6Z4 | VT-160___Special Tube | VT-264___3Q4
| VT-86____6K7 | VT-161___12SA7 | VT-266___1616
| VT-86A___6K7G | VT-162___12SJ7 | VT-267___578
| VT-86B___6K7GT | VT-163___6C8G | VT-268___12SC7
| VT-87____6L7 | VT-164___1619 | VT-269___717A
| VT-87A___6L7G | VT-165___1624 | VT-277___417
| VT-88____6R7 | VT-166___371A | VT-279___GY-2
| VT-88A___6R7G | VT-167___6K8 | VT-280*__C7063
| VT-88B___6R7GT | VT-167A__6K8G | VT-281*__HY-145ZT
| VT-89____89 | VT-168A__6Y6G | VT-282___ZG489
| VT-90____6H6 | VT-169___12C8 | VT-283*__QF-206
| VT-90A___6H6GT | VT-170___1E5-GP | VT-284*__QF-197
| VT-91____6J7 | VT-171___1R5 | VT-285*__QF-200C
| VT-91A___6J7GT | VT-171A__Loctal equivilent | VT-286___832A
| VT-92____6Q7 | of 1R5 | VT-287___815
| VT-92A*__6Q7G | VT-172___1S5 | VT-288___12SH7
| VT-93____6B8 | VT-173___1T4 | VT-289___12SL7GT
| VT-93A___6B8G | VT-174___3S4
*Indicates that VT number has been canceled.
(obs) Indicates the tube is obsolete.
End of Sheet!